## CombinedLevelsInternal
Level | MasterMark | Type | Operation | Height | Width | Fire Rating | Acoustic Rating | Wall Thickness (mm) | SpecRef | Vision Panel | Access Control | Finger Protection | Leaf Finish | Frame Finish | Integral Blinds | Leaf Protection | Door Power | Radiation Protection | Ironmongery Set | Gap | Comments
Level 0 | CAT0C01.D1 | IDT 2b | Double Unequal Door Single Swing | 2110 | 1510 |  |  | 97 | L20/431 | Yes |  | No | Laminate | Painted Finish |  | Kick/Edge |  |  | 01* | 6
Level 0 | CAT0C03.D1 | IDT 2b | Double Unequal Door Single Swing | 2110 | 1510 | FD30S |  | 97 | L20/431 | Yes |  | No | Laminate | Painted Finish |  | Kick/Edge |  |  | 17b* | 3
Level 0 | CAT0C03.D2 | IDT 2b | Double Unequal Door Single Swing | 2110 | 1510 | FD30S |  | 97 | L20/431 | Yes | Yes | No | Laminate | Painted Finish |  | Kick/Edge | Delayed Close |  | 08*DA | 3
Level 0 | CAT0001.D1 | IDT 2d | Double Unequal Door Single Swing | 2110 | 1510 |  |  | 97 | L20/431 | No |  | No | Laminate | Painted Finish |  | Kick |  |  | 17b | 6
Level 0 | CAT0002.D1 | IDT 1d | Single Door Single Swing | 2110 | 1060 |  |  | 97 | L20/431 | No |  | No | Laminate | PVC Wrapped |  | Half Height/Edge |  |  | 06c | 6 | Half height protection to 1250mm
Level 0 | [20 empty] | Cold Room doors specified and supplied by specialist
Level 0 | CAT0004.D1 | IDT 2d | Double Unequal Door Single Swing | 2110 | 1510 |  |  | 97 | L20/431 | No |  | No | Laminate | PVC Wrapped |  | Half Height/Edge |  |  | 17g | 6 | Half height protection to 1250mm
Level 0 | CAT0005.D1 | [19 empty] | Cold Room doors specified and supplied by specialist
Level 0 | CAT0006.D1 | [19 empty] | Cold Room doors specified and supplied by specialist
Level 0 | CAT0007.D1 | [19 empty] | Freezer Room doors specified and supplied by specialist
Level 0 | CAT0008.D1 | IDT 1d | Single Door Single Swing | 2110 | 810 |  |  | 97 | L20/431 | No |  | No | Laminate | Painted Finish |  | Kick |  |  | 05a | 6
Level 0 | CAT0008.D2 | IDT 1d | Single Door Single Swing | 2110 | 810 |  |  | 97 | L20/431 | No |  | No | Laminate | Painted Finish |  | Kick |  |  | 03b | 6
Level 0 | CAT0009.D1 | IDT 1d | Single Door Single Swing | 2110 | 810 |  |  | 97 | L20/431 | No |  | No | Laminate | Painted Finish |  | Kick |  |  | 05a | 6
Level 0 | CAT0009.D2 | IDT 1d | Single Door Single Swing | 2110 | 810 |  |  | 97 | L20/431 | No |  | No | Laminate | Painted Finish |  | Kick |  |  | 03b | 6
Level 0 | CAT0011.D1 | [19 empty] | Cold Room doors specified and supplied by specialist
Level 0 | CAT0013.D1 | IDT 1d | Single Door Single Swing | 2110 | 810 |  |  | 97 | L20/431 | No |  | No | Laminate | Painted Finish |  | Kick |  |  | 03b | 6
Level 0 | CAT0014.D1 | IDT 1d | Single Door Single Swing | 2110 | 1060 |  |  | 97 | L20/431 | No |  | No | Laminate | Painted Finish |  | Kick |  |  | 06b | 6
Level 0 | CAT0015.D1 | IDT 2d | Double Unequal Door Single Swing | 2110 | 1510 |  |  | 97 | L20/431 | No |  | No | Laminate | Painted Finish |  | Kick |  |  | 17b | 6
Level 0 | CAT0016.D1 | IDT 1b | Single Door Single Swing | 2110 | 1060 |  |  | 97 | L20/431 | Yes |  | No | Laminate | Painted Finish |  | Kick |  |  | 06b | 6
Level 0 | CAT0017.D1 | IDT 1b | Single Door Single Swing | 2110 | 1060 |  |  | 97 | L20/431 | Yes |  | No | Laminate | Painted Finish |  | Kick |  |  | 06b | 6
Level 0 | CAT0018.D1 | IDT 1d | Single Door Single Swing | 2110 | 1060 | FD30S |  | 97 | L20/431 | No |  | No | Laminate | Painted Finish |  | Kick |  |  | 6 | 3
Level 0 | CAT0020.D1 | IDT 2d | Double Unequal Door Single Swing | 2110 | 1510 | FD30S |  | 97 | L20/431 | No | Yes | No | Laminate | Painted Finish |  | Kick |  |  | 8 | 3
Level 0 | CAT0020.D2 | IDT 2d | Double Unequal Door Single Swing | 2110 | 1510 |  |  | 97 | L20/431 | No |  | No | Laminate | Painted Finish |  | Kick |  |  | 17b | 6
Level 0 | CAT0021.D1 | IDT 1d | Single Door Single Swing | 2110 | 1060 |  |  | 97 | L20/431 | No |  | No | Laminate | Painted Finish |  | Kick |  |  | 06b | 6
Level 0 | CAT0022.D1 | IDT 2d | Double Unequal Door Single Swing | 2110 | 1510 | FD30S |  | 97 | L20/431 | No |  | No | Laminate | PVC Wrapped |  | Half Height/Edge | Delayed Close |  | 17c | 3
Level 0 | CAT0028.D1 | IDT 1d | Single Door Single Swing | 2110 | 810 |  |  | 97 | L20/431 | No |  | No | Laminate | Painted Finish |  | Kick |  |  | 03b | 6
Level 0 | CIR0101.D1 | IDT 2b | Double Unequal Door Single Swing | 2110 | 1710 | FD60S |  | 97 | L20/431 | Yes |  | No | Laminate | Painted Finish |  | Kick |  |  | 17a | 3
Level 0 | CIR0102.D1 | IDT 3b | Double Door Double Swing | 2110 | 1910 | FD30S |  | 122 | L20/431 | Yes |  | No | Laminate | Painted Finish |  | Kick | Delayed Close |  | 22 | 3
Level 0 | CIR0103.D1 | IDT 3b | Double Door 180° Swing | 2110 | 1910 | FD60S |  | 97 | L20/431 | Yes |  | No | Laminate | Painted Finish |  | Kick | Hold Open |  | 31 | 3
Level 0 | CIR0104.D1 | IDT 3b | Double Door Double Swing | 2110 | 1910 | FD30S |  | 122 | L20/431 | Yes | Yes | No | Laminate | Painted Finish |  | Kick/Edge | Delayed Close |  | 11b* | 3
Level 0 | CIR0105.D2 | IDT 3b | Double Door Single Swing | 2110 | 1910 | FD30S |  | 97 | L20/431 | Yes |  | No | Laminate | Painted Finish |  | Kick/Mid/Edge | Hold Open |  | 12c | 3 | Reduced jamb architraves to one side
Level 0 | CIR0106.D1 | IDT 3b | Double Door Single Swing | 2110 | 1910 | FD30S |  | 97 | L20/431 | Yes |  | No | Laminate | Painted Finish |  | Kick/Mid/Edge | Hold Open |  | 12c | 3 | Reduced jamb architraves to one side
Level 0 | CIR0106.D2 | IDT 3b | Double Door Single Swing | 2110 | 1910 | FD30S |  | 97 | L20/431 | Yes |  | No | Laminate | Painted Finish |  | Kick/Mid/Edge | Hold Open |  | 12c | 3 | Reduced jamb architraves to one side
Level 0 | CIR0107.D1 | IDT 3b | Double Door Double Swing | 2110 | 1910 | FD30S |  | 97 | L20/431 | Yes |  | No | Laminate | Painted Finish |  | Kick/Mid/Edge | Hold Open |  | 12b | 3
Level 0 | CIR0108.D1 | IDT 5a* | Double Door Double Swing | 2360 | 1824 | FD30S |  | 160 | L20/431 | Yes |  | No | Laminate |  |  | Kick/Edge | Hold Open |  | 12e | 3 | Part of Glazed Screen CIR0108.S1
Level 0 | CIR0109.D1 | IDT 3b | Double Door Double Swing | 2110 | 1910 | FD30S |  | 97 | L20/431 | Yes |  | No | Laminate | Painted Finish |  | Kick/Mid/Edge | Hold Open |  | 12b | 3
Level 0 | CIR0109.D2 | IDT 2b | Double Unequal Door Single Swing | 2110 | 1510 | FD30S |  | 150 | L20/431 | Yes | Yes | No | Laminate | Painted Finish |  | Kick/Mid/Edge | Delayed Close |  | 08jDA | 3
Level 0 | CIR0110.D1 | IDT 3b | Double Door Single Swing | 2110 | 1910 |  |  | 97 | L20/431 | Yes | Yes | No | Laminate | PVC Wrapped |  | Half Height/Edge | Delayed Close |  | 11gDA | 6 | Reduced jamb architraves to one side
Level 0 | CIR0110.D2 | IDT 3b | Double Door Single Swing | 2110 | 1910 | FD30S |  | 97 | L20/431 | Yes |  | No | Laminate | Painted Finish |  | Kick/Mid/Edge | Delayed Close |  | 21gDA | 3 | Reduced jamb architraves to one side
Level 0 | CIR0111.D1 | IDT 5a* | Double Door Double Swing | 2360 | 1824 | FD30S |  | 160 | L20/431 | Yes |  | No | Laminate |  |  | Kick/Edge | Hold Open |  | 12e | 3 | Part of Glazed Screen CIR0111.S1
Level 0 | CIR0112.D1 | IDT 3b | Double Door Single Swing | 2110 | 1910 | FD30S |  | 97 | L20/431 | Yes | Yes | No | Laminate | Painted Finish |  | Kick/Mid/Edge | Delayed Close |  | 11p | 3 | Reduced jamb architraves to one side
Level 0 | CIR0112.D2 | IDT 3b | Double Door Single Swing | 2110 | 1910 | FD30S |  | 97 | L20/431 | Yes |  | No | Laminate | Painted Finish |  | Kick/Mid/Edge | Hold Open |  | 12c | 3 | Reduced jamb architraves to one side
Level 0 | CIR0113.D1 | IDT 3b | Double Door Double Swing | 2110 | 1910 | FD60S |  | 97 | L20/431 | Yes |  | No | Laminate | Painted Finish |  | Kick/Mid/Edge | Hold Open |  | 12b | 3
Level 0 | CIR0114.D1 | IDT 5a* | Double Door Double Swing | 2360 | 1824 | FD30S |  | 160 | L20/431 | Yes |  | No | Laminate |  |  | Kick/Edge | Hold Open |  | 12e | 3 | Part of Glazed Screen CIR0114.S1
Level 0 | CIR0115.D1 | IDT 3b | Double Door 180° Swing | 2110 | 1910 | FD60S |  | 97 | L20/431 | Yes |  | No | Laminate | Painted Finish |  | Kick | Hold Open |  | 31 | 3
Level 0 | CIR0116.D1 | IDT 5a* | Double Door Double Swing | 2360 | 1824 | FD30S |  | 160 | L20/431 | Yes |  | No | Laminate |  |  | Kick/Edge | Hold Open |  | 12e | 3 | Part of Glazed Screen CIR0116.S1
Level 0 | CIR0117.D1 | IDT 3b | Double Door Single Swing | 2110 | 1910 |  |  | 97 | L20/431 | Yes | Yes | No | Laminate | Painted Finish |  | Kick/Mid/Edge | Delayed Close |  | 11q | 6
Level 0 | CIR0117.D2 | IDT 3b | Double Door Single Swing | 2110 | 1910 | FD30S |  | 97 | L20/431 | Yes |  | No | Laminate | Painted Finish |  | Kick | Hold Open |  | 12 | 3 | Reduced jamb architraves to one side
Level 0 | CIR0118.D1 | IDT 3b | Double Door Double Swing | 2110 | 1910 | FD60S |  | 97 | L20/431 | Yes | Yes | No | Laminate | Painted Finish |  | Kick/Mid/Edge |  |  | 11k | 3
Level 0 | CIR0119.D1 | [7 empty] | L11/579 | [11 empty] | Part of Glazed Screen CIR0119.S1
Level 0 | CIR0129.D1 | IDT 3b | Double Door Double Swing | 2110 | 1910 | FD60S |  | 97 | L20/431 | Yes |  | No | Laminate | Painted Finish |  | Kick/Mid/Edge | Hold Open |  | 12b | 3
Level 0 | CIR0201.D1 | IDT 2b | Double Unequal Door Single Swing | 2110 | 1510 | FD30S |  | 97 | L20/431 | Yes |  | No | Laminate | Painted Finish |  | Kick |  |  | 17a | 3
Level 0 | CIR0201.D2 | IDT 2b | Double Unequal Door Single Swing | 2110 | 1510 | FD60S |  | 97 | L20/431 | Yes |  | No | Laminate | Painted Finish |  | Kick |  |  | 17a | 3
Level 0 | CIR0202.D1 | IDT 3b | Double Door 180° Swing | 2110 | 1910 | FD30S |  | 97 | L20/431 | Yes | Yes | No | Laminate | Painted Finish |  | Kick | Hold Open |  | 31 | 3
Level 0 | CIR0203.D1 | IDT 2b | Double Unequal Door Single Swing | 2110 | 1510 | FD60S |  | 97 | L20/431 | Yes |  | No | Laminate | Painted Finish |  | Kick |  |  | 17a | 3
Level 0 | CIR0301.D1 | IDT 3b | Double Door Double Swing | 2110 | 1910 | FD60S |  | 97 | L20/431 | Yes | Yes | No | Laminate | Painted Finish |  | Kick/Mid/Edge | Delayed Close |  | 11k | 3
Level 0 | CIR0301.D2 | IDT 3b | Double Door Single Swing | 2110 | 1910 | FD60S |  | 97 | L20/431 | Yes | Yes | No | Laminate | Painted Finish |  | Kick/Mid/Edge | Delayed Close |  | 11t | 3
Level 0 | CIR0305.D1 | IDT 1d | Single Door Single Swing | 2110 | 1060 | FD60S |  | 97 | L20/431 | No | Yes | No | Laminate | Painted Finish |  | Kick |  |  | 33g | 3
Level 0 | CIR0307.D1 | IDT 2b* | Double Unequal Door Single Swing | 2060 | 1424 | FD60S |  | 150 | L11/431 | Yes |  | No |  |  |  | Kick |  |  | 17a | 3 | Part of Glazed Screen CIR0307.S1
Level 0 | DSC0C03.D1 | IDT 3b | Double Door Single Swing | 2110 | 1910 |  |  | 97 | L20/431 | Yes | Yes | No | Laminate | Painted Finish |  | Kick/Mid/Edge | Delayed Close |  | 11q | 6
Level 0 | DSC0008.D1 | IDT 1d | Single Door Single Swing | 2110 | 1060 |  |  | 97 | L20/431 | No |  | No | Laminate | Painted Finish |  | Kick | Delayed Close |  | 03DA | 6
Level 0 | DSC0009.D1 | IDT 1d | Single Door Single Swing | 2110 | 1060 |  |  | 97 | L20/431 | No |  | No | Laminate | Painted Finish |  | Kick | Delayed Close |  | 03DA | 6
Level 0 | DSC0010.D1 | IDT 1d | Single Door Single Swing | 2110 | 1060 |  |  | 97 | L20/431 | No |  | No | Laminate | Painted Finish |  | Kick | Delayed Close |  | 03DA | 6
Level 0 | DSC0011.D1 | IDT 1d | Single Door Single Swing | 2110 | 1060 | FD30S |  | 97 | L20/431 | No | Yes | No | Laminate | Painted Finish |  | Kick |  |  | 4 | 3
Level 0 | DSC0012.D1 | IDT 1d | Single Door Single Swing | 2110 | 1060 |  |  | 97 | L20/431 | No |  | No | Laminate | Painted Finish |  | Kick | - |  | 06b | 6
Level 0 | DSC0013.D1 | IDT 1d | Single Door Single Swing | 2110 | 1060 |  |  | 97 | L20/431 | No | Yes | No | Laminate | Painted Finish |  | Kick |  |  | 04b | 6
Level 0 | DSC0014.D1 | IDT 2d | Double Unequal Door Single Swing | 2110 | 1510 | FD30S |  | 97 | L20/431 | No |  | No | Laminate | PVC Wrapped |  | Half Height/Edge | Delayed Close |  | 17c | 3
Level 0 | DSC0015.D1 | IDT 1d | Single Door Single Swing | 2110 | 1060 |  |  | 97 | L20/431 | No |  | No | Laminate | Painted Finish |  | Kick | - |  | 06b | 6
Level 0 | DSC0016.D1 | IDT 1d | Single Door Single Swing | 2110 | 1060 |  | 30dB | 97 | L20/431 | No |  | No | Laminate | Painted Finish |  | Kick | - |  | 06b | 3
Level 0 | DSC0017.D1 | IDT 1d | Single Door Single Swing | 2110 | 1060 |  | 30dB | 97 | L20/431 | No |  | No | Laminate | Painted Finish |  | Kick | - |  | 06b | 3
Level 0 | ENT0C02.D1 | IDT 1b | Single Door Single Swing | 2110 | 1060 | FD60S |  | 97 | L20/431 | Yes | Yes | No | Laminate | Painted Finish |  | Kick |  |  | 33a | 3
Level 0 | ENT0C03.D1 | IDT 3b | Double Door Single Swing | 2110 | 1910 | FD60S |  | 97 | L20/431 | Yes | Yes | No | Laminate | Painted Finish |  | Kick |  |  | 11 | 3
Level 0 | ENT0002.D1 | IDT 1d | Single Door Single Swing | 2110 | 1060 | FD60S |  | 122 | L20/431 | No | Yes | No | Laminate | Painted Finish |  | Kick |  |  | 33g | 3
Level 0 | ENT0004.D1 | IDT 1c | Single Door Single Swing | 2110 | 1060 |  | 30dB | 97 | L20/431 | Yes | Yes | No | Laminate | Painted Finish |  | Kick |  |  | 33c | 3
Level 0 | ENT0009.D1 | IDT 1d | Single Door Single Swing | 2110 | 1010 | FD60S |  | 97 | L20/431 | No |  | No | Laminate | Painted Finish |  | Kick |  |  | 6 | 3
Level 0 | ENT0011.D1 | IDT 1c | Single Door Single Swing | 2110 | 1060 |  | 30dB | 122 | L20/431 | Yes | Yes | No | Laminate | Painted Finish |  | Kick |  |  | 06b | 3
Level 0 | ENT0013.D1 | IDT 1d | Single Door Single Swing | 2110 | 1060 |  | 30dB | 143 | L20/434 | No | Yes | No | Laminate | Painted Finish |  | Kick |  |  | 33d | 3 | Enhanced Security
Level 0 | ENT0014.D1 | IDT 1d | Single Door Single Swing | 2110 | 1060 | FD60S |  | 97 | L20/431 | No |  | No | Laminate | Painted Finish |  | Kick |  |  | 6 | 3
Level 0 | ENT0016.D1 | IDT 1d | Single Door Single Swing | 2110 | 1060 |  |  | 97 | L20/431 | No |  | No | Laminate | Painted Finish |  | Kick |  |  | 05a | 6
Level 0 | ENT0016.D2 | IDT 1d | Single Door Single Swing | 2110 | 710 |  |  | 97 | L20/431 | No |  | No | Laminate | Painted Finish |  | Kick |  |  | 03b | 6
Level 0 | ENT0017.D1 | IDT 1d | Single Door Single Swing | 2110 | 1060 |  |  | 97 | L20/431 | No |  | No | Laminate | Painted Finish |  | Kick |  |  | 05a | 6
Level 0 | ENT0017.D2 | IDT 1d | Single Door Single Swing | 2110 | 710 |  |  | 97 | L20/431 | No |  | No | Laminate | Painted Finish |  | Kick |  |  | 03b | 6
Level 0 | ENT0017.D3 | IDT 1d | Single Door Single Swing | 2110 | 710 |  |  | 97 | L20/431 | No |  | No | Laminate | Painted Finish |  | Kick |  |  | 03b | 6
Level 0 | ENT0017.D4 | IDT 1d | Single Door Single Swing | 2110 | 710 |  |  | 97 | L20/431 | No |  | No | Laminate | Painted Finish |  | Kick |  |  | 03b | 6
Level 0 | ENT0018.D1 | IDT 1d | Single Door Single Swing | 2110 | 1060 |  |  | 122 | L20/431 | No |  | No | Laminate | Painted Finish |  | Kick | Delayed Close |  | 03DA | 6
Level 0 | ENT0021.D1 | IDT 1d | Single Door Single Swing | 2110 | 1060 | FD60S |  | 122 | L20/431 | No | Yes | No | Laminate | Painted Finish |  | Kick |  |  | 33c | 3
Level 0 | ICT0001.D1 | IDT 4a | Double Door Single Swing | 2110 | 1680 | FD60S |  | 97 | L20/439 | No | Yes | No | Painted Finish | Painted Finish |  |  |  |  | 08l | 3 | Reduced jamb architraves to one side
Level 0 | ICT0002.D1 | IDT 4a | Double Door Single Swing | 2110 | 1810 | FD60S |  | 97 | L20/439 | No | Yes | No | Painted Finish | Painted Finish |  |  |  |  | 08l | 3
Level 0 | ICT0003.D1 | IDT 4a | Double Door Single Swing | 2110 | 1810 | FD60S |  | 97 | L20/439 | No | Yes | No | Painted Finish | Painted Finish |  |  |  |  | 08l | 3
Level 0 | ICT0004.D1 | IDT 4a | Double Door Single Swing | 2110 | 1810 | FD60S |  | 97 | L20/439 | No | Yes | No | Painted Finish | Painted Finish |  |  |  |  | 08l | 3
Level 0 | ICT0005.D1 | IDT 4a | Double Door Single Swing | 2110 | 1810 | FD60S |  | 122 | L20/439 | No | Yes | No | Laminate | Painted Finish |  |  |  |  | 08c | 3 | Emergency Release setting out etc as IT Strategy Doc. Sealed to suit gas supression
Level 0 | ICT0006.D1 | IDT 4a | Double Door Single Swing | 2110 | 1810 | FD60S |  | 122 | L20/439 | No | Yes | No | Laminate | Painted Finish |  |  |  |  | 08l | 3 | Emergency Release setting out etc as IT Strategy Doc. Sealed to suit gas supression
Level 0 | IP10C02.D1 | IDT 3b | Double Door Single Swing | 2110 | 1910 | FD60S |  | 97 | L20/431 | Yes | Yes | No | Laminate | Painted Finish |  | Kick/Edge | Delayed Close |  | 11DA | 3
Level 0 | IP10C02.D2 | IDT 1b | Single Door Single Swing | 2110 | 1060 | FD30S |  | 97 | L20/431 | Yes | Yes | No | Laminate | Painted Finish |  | Kick |  |  | 33a | 3
Level 0 | IP10C04.D1 | IDT 3b | Double Door Single Swing | 2110 | 1910 | FD30S |  | 97 | L20/431 | Yes |  | No | Laminate | Painted Finish |  | Kick/Edge | Hold Open |  | 12* | 3
Level 0 | IP10C05.D1 | IDT 3b | Double Door Single Swing | 2110 | 1910 | FD30S |  | 97 | L20/431 | Yes |  | No | Laminate | Painted Finish |  | Kick/Edge | Hold Open |  | 12* | 3
Level 0 | IP10C05.D2 | IDT 3b | Double Door Single Swing | 2110 | 1910 | FD30S |  | 97 | L20/431 | Yes |  | No | Laminate | Painted Finish |  | Kick/Edge | Hold Open |  | 12* | 3
Level 0 | IP10C06.D1 | IDT 3b | Double Door Single Swing | 2110 | 1910 | FD30S |  | 97 | L20/431 | Yes |  | No | Laminate | Painted Finish |  | Kick/Edge | Hold Open |  | 12* | 3
Level 0 | IP10C06.D2 | IDT 3b | Double Door Single Swing | 2110 | 1910 | FD30S |  | 97 | L20/431 | Yes |  | No | Laminate | Painted Finish |  | Kick/Edge | Hold Open |  | 12* | 3
Level 0 | IP10C07.D1 | IDT 3b | Double Door Double Swing | 2110 | 1910 | FD30S |  | 97 | L20/431 | Yes |  | No | Laminate | Painted Finish |  | Kick/Edge | Hold Open |  | 12e* | 3
Level 0 | IP10C07.D2 | IDT 3b | Double Door Double Swing | 2110 | 1910 | FD30S |  | 97 | L20/431 | Yes |  | No | Laminate | Painted Finish |  | Kick/Edge | Hold Open |  | 11v | 3
Level 0 | IP20C01.D1 | IDT 3b | Double Door Single Swing | 2110 | 1910 | FD60S |  | 97 | L20/431 | Yes | Yes | No | Laminate | Painted Finish |  | Kick/Edge | Delayed Close |  | 11DA | 3
Level 0 | IP20C02.D1 | IDT 3b | Double Door Single Swing | 2110 | 1910 | FD30S |  | 97 | L20/431 | Yes |  | No | Laminate | Painted Finish |  | Kick/Edge | Hold Open |  | 12* | 3
Level 0 | IP20C02.D2 | IDT 3b | Double Door Double Swing | 2110 | 1910 | FD30S |  | 97 | L20/431 | Yes |  | No | Laminate | Painted Finish |  | Kick/Edge | Hold Open |  | 12e* | 3
Level 0 | IP20C03.D1 | IDT 3b | Double Door Double Swing | 2110 | 1910 |  |  | 97 | L20/431 | Yes |  | No | Laminate | Painted Finish |  | Kick/Edge | Hold Open |  | 12e* | 6
Level 0 | IP20C05.D1 | IDT 3b | Double Door Single Swing | 2110 | 1910 | FD30S |  | 97 | L20/431 | Yes |  | No | Laminate | Painted Finish |  | Kick/Edge | Hold Open |  | 12* | 3
Level 0 | IP30C01.D1 | IDT 3b | Double Door Single Swing | 2110 | 1910 | FD60S |  | 97 | L20/431 | Yes | Yes | No | Laminate | Painted Finish |  | Kick/Edge | Delayed Close |  | 11DA | 3
Level 0 | IP30C02.D1 | IDT 3b | Double Door Single Swing | 2110 | 1910 | FD30S |  | 97 | L20/431 | Yes |  | No | Laminate | Painted Finish |  | Kick/Edge | Hold Open |  | 12* | 3
Level 0 | IP30C03.D1 | IDT 3b | Double Door Double Swing | 2110 | 1910 | FD30S |  | 97 | L20/431 | Yes | Yes | No | Laminate | Painted Finish |  | Kick/Edge | Hold Open |  | 11v | 3
Level 0 | IP30C05.D1 | IDT 3b | Double Door Single Swing | 2110 | 1910 | FD30S |  | 97 | L20/431 | Yes |  | No | Laminate | Painted Finish |  | Kick/Edge | Hold Open |  | 12* | 3
Level 0 | IP30C05.D2 | IDT 3b | Double Door Double Swing | 2110 | 1910 | FD30S |  | 97 | L20/431 | Yes |  | No | Laminate | Painted Finish |  | Kick/Edge | Hold Open |  | 12e* | 3
Level 0 | IP30C07.D1 | IDT 3b | Double Door Single Swing | 2110 | 1910 | FD30S |  | 97 | L20/431 | Yes |  | No | Laminate | Painted Finish |  | Kick/Edge | Hold Open |  | 12* | 3
Level 0 | IP30C07.D2 | IDT 3b | Double Door Double Swing | 2110 | 1910 | FD30S |  | 97 | L20/431 | Yes |  | No | Laminate | Painted Finish |  | Kick/Edge | Hold Open |  | 12e* | 3
Level 0 | IP30C07.D3 | IDT 3b | Double Door Single Swing | 2110 | 1910 | FD30S |  | 97 | L20/431 | Yes |  | No | Laminate | Painted Finish |  | Kick/Edge | Hold Open |  | 12* | 3
Level 0 | IP30C07.D4 | IDT 3b | Double Door Double Swing | 2110 | 1910 |  |  | 97 | L20/431 | Yes |  | No | Laminate | Painted Finish |  | Kick/Edge | Hold Open |  | 12e* | 6
Level 0 | IP30C10.D1 | IDT 2b | Double Unequal Door Single Swing | 2110 | 1510 | FD30S |  | 97 | L20/431 | Yes | Yes | No | Laminate | Painted Finish |  | Kick | Delayed Close |  | 08*DA | 3 | Reduced jamb architraves to one side
Level 0 | IP10001.D1 | IDT 2a | Double Unequal Door Single Swing | 2110 | 1480 |  | 30dB | 97 | L20/431 | Yes |  | No | Laminate | Painted Finish | IBT 08 | Kick |  |  | 1 | 3
Level 0 | IP10001A.D1 | IDT 2d | Double Unequal Door Single Swing | 2110 | 1710 |  |  | 100 | L20/431 | No |  | No | Laminate | Painted Finish |  | Kick |  |  | 1 | 25
Level 0 | IP10002.D1 | IDT 2a | Double Unequal Door Single Swing | 2110 | 1480 |  | 30dB | 97 | L20/431 | Yes |  | No | Laminate | Painted Finish | IBT 08 | Kick |  |  | 1 | 3
Level 0 | IP10002A.D1 | IDT 2d | Double Unequal Door Single Swing | 2110 | 1710 |  |  | 100 | L20/431 | No |  | No | Laminate | Painted Finish |  | Kick |  |  | 1 | 25
Level 0 | IP10003.D1 | IDT 2a | Double Unequal Door Single Swing | 2110 | 1480 |  | 30dB | 97 | L20/431 | Yes |  | No | Laminate | Painted Finish | IBT 08 | Kick |  |  | 1 | 3
Level 0 | IP10003A.D1 | IDT 2d | Double Unequal Door Single Swing | 2110 | 1710 |  |  | 100 | L20/431 | No |  | No | Laminate | Painted Finish |  | Kick |  |  | 1 | 25
Level 0 | IP10004.D1 | IDT 2a | Double Unequal Door Single Swing | 2110 | 1710 |  | 30dB | 97 | L20/431 | Yes |  | No | Laminate | Painted Finish | IBT 08 | Kick |  |  | 1 | 3
Level 0 | IP10004A.D1 | IDT 2d | Double Unequal Door Single Swing | 2110 | 1710 |  |  | 97 | L20/431 | No |  | No | Laminate | Painted Finish |  | Kick |  |  | 1 | 25
Level 0 | IP10005.D1 | IDT 2a | Double Unequal Door Single Swing | 2110 | 1480 |  | 30dB | 97 | L20/431 | Yes |  | No | Laminate | Painted Finish | IBT 08 | Kick |  |  | 1 | 3
Level 0 | IP10005A.D1 | IDT 2d | Double Unequal Door Single Swing | 2110 | 1710 |  |  | 100 | L20/431 | No |  | No | Laminate | Painted Finish |  | Kick |  |  | 1 | 25
Level 0 | IP10006.D1 | IDT 2a | Double Unequal Door Single Swing | 2110 | 1480 |  | 30dB | 97 | L20/431 | Yes |  | No | Laminate | Painted Finish | IBT 08 | Kick |  |  | 1 | 3
Level 0 | IP10006A.D1 | IDT 2d | Double Unequal Door Single Swing | 2110 | 1710 |  |  | 100 | L20/431 | No |  | No | Laminate | Painted Finish |  | Kick |  |  | 1 | 25
Level 0 | IP10007.D1 | IDT 2a | Double Unequal Door Single Swing | 2110 | 1480 |  | 30dB | 97 | L20/431 | Yes |  | No | Laminate | Painted Finish | IBT 08 | Kick |  |  | 1 | 3
Level 0 | IP10007A.D1 | IDT 2d | Double Unequal Door Single Swing | 2110 | 1710 |  |  | 100 | L20/431 | No |  | No | Laminate | Painted Finish |  | Kick |  |  | 1 | 25
Level 0 | IP10008.D1 | IDT 2a | Double Unequal Door Single Swing | 2110 | 1480 |  | 30dB | 97 | L20/431 | Yes |  | No | Laminate | Painted Finish | IBT 08 | Kick |  |  | 1 | 3
Level 0 | IP10008A.D1 | IDT 2d | Double Unequal Door Single Swing | 2110 | 1710 |  |  | 100 | L20/431 | No |  | No | Laminate | Painted Finish |  | Kick |  |  | 1 | 25
Level 0 | IP10009.D1 | IDT 2a | Double Unequal Door Single Swing | 2110 | 1710 |  | 30dB | 97 | L20/431 | Yes |  | No | Laminate | Painted Finish | IBT 08 | Kick |  |  | 1 | 3
Level 0 | IP10009A.D1 | IDT 2d | Double Unequal Door Single Swing | 2110 | 1610 |  |  | 97 | L20/431 | No |  | No | Laminate | Painted Finish |  | Kick |  |  | 1 | 25 | Trim down architrave as required
Level 0 | IP10010.D1 | IDT 2a | Double Unequal Door Single Swing | 2110 | 1480 |  | 30dB | 97 | L20/431 | Yes |  | No | Laminate | Painted Finish | IBT 08 | Kick |  |  | 1 | 3
Level 0 | IP10010A.D1 | IDT 2d | Double Unequal Door Single Swing | 2110 | 1710 |  |  | 100 | L20/431 | No |  | No | Laminate | Painted Finish |  | Kick |  |  | 1 | 25
Level 0 | IP10011.D1 | IDT 2a | Double Unequal Door Single Swing | 2110 | 1480 |  | 30dB | 97 | L20/431 | Yes |  | No | Laminate | Painted Finish | IBT 08 | Kick |  |  | 1 | 3
Level 0 | IP10011A.D1 | IDT 2d | Double Unequal Door Single Swing | 2110 | 1710 |  |  | 100 | L20/431 | No |  | No | Laminate | Painted Finish |  | Kick |  |  | 1 | 25
Level 0 | IP10012.D1 | IDT 2a | Double Unequal Door Single Swing | 2110 | 1480 |  | 30dB | 97 | L20/431 | Yes |  | No | Laminate | Painted Finish | IBT 08 | Kick |  |  | 1 | 3
Level 0 | IP10012A.D1 | IDT 2d | Double Unequal Door Single Swing | 2110 | 1710 |  |  | 100 | L20/431 | No |  | No | Laminate | Painted Finish |  | Kick |  |  | 1 | 25
Level 0 | IP10013.D1 | IDT 2a | Double Unequal Door Single Swing | 2110 | 1480 |  | 30dB | 97 | L20/431 | Yes |  | No | Laminate | Painted Finish | IBT 08 | Kick |  |  | 1 | 3
Level 0 | IP10013A.D1 | IDT 2d | Double Unequal Door Single Swing | 2110 | 1710 |  |  | 100 | L20/431 | No |  | No | Laminate | Painted Finish |  | Kick |  |  | 1 | 25
Level 0 | IP10014.D1 | IDT 2a | Double Unequal Door Single Swing | 2110 | 1480 |  | 30dB | 97 | L20/431 | Yes |  | No | Laminate | Painted Finish | IBT 08 | Kick |  |  | 1 | 3
Level 0 | IP10014A.D1 | IDT 2d | Double Unequal Door Single Swing | 2110 | 1710 |  |  | 100 | L20/431 | No |  | No | Laminate | Painted Finish |  | Kick |  |  | 1 | 25
Level 0 | IP10015.D1 | IDT 2a | Double Unequal Door Single Swing | 2110 | 1480 |  | 30dB | 97 | L20/431 | Yes |  | No | Laminate | Painted Finish | IBT 08 | Kick |  |  | 1 | 3
Level 0 | IP10015A.D1 | IDT 2d | Double Unequal Door Single Swing | 2110 | 1710 |  |  | 100 | L20/431 | No |  | No | Laminate | Painted Finish |  | Kick |  |  | 1 | 25
Level 0 | IP10016.D1 | IDT 2a | Double Unequal Door Single Swing | 2110 | 1480 |  | 30dB | 97 | L20/431 | Yes |  | No | Laminate | Painted Finish | IBT 08 | Kick |  |  | 1 | 3
Level 0 | IP10016A.D1 | IDT 2d | Double Unequal Door Single Swing | 2110 | 1710 |  |  | 100 | L20/431 | No |  | No | Laminate | Painted Finish |  | Kick |  |  | 1 | 25
Level 0 | IP10017.D1 | IDT 2a | Double Unequal Door Single Swing | 2110 | 1480 |  | 30dB | 97 | L20/431 | Yes |  | No | Laminate | Painted Finish | IBT 08 | Kick |  |  | 1 | 3
Level 0 | IP10017A.D1 | IDT 2d | Double Unequal Door Single Swing | 2110 | 1710 |  |  | 97 | L20/431 | No |  | No | Laminate | Painted Finish |  | Kick |  |  | 1 | 25
Level 0 | IP10018.D1 | IDT 2a | Double Unequal Door Single Swing | 2110 | 1480 |  | 30dB | 97 | L20/431 | Yes |  | No | Laminate | Painted Finish | IBT 08 | Kick |  |  | 1 | 3
Level 0 | IP10018A.D1 | IDT 2d | Double Unequal Door Single Swing | 2110 | 1710 |  |  | 100 | L20/431 | No |  | No | Laminate | Painted Finish |  | Kick |  |  | 1 | 25
Level 0 | IP10019.D1 | IDT 2a | Double Unequal Door Single Swing | 2110 | 1480 |  | 30dB | 97 | L20/431 | Yes |  | No | Laminate | Painted Finish | IBT 08 | Kick |  |  | 1 | 3
Level 0 | IP10019A.D1 | IDT 2d | Double Unequal Door Single Swing | 2110 | 1710 |  |  | 100 | L20/431 | No |  | No | Laminate | Painted Finish |  | Kick |  |  | 1 | 25
Level 0 | IP10020.D1 | IDT 2a | Double Unequal Door Single Swing | 2110 | 1480 |  | 30dB | 97 | L20/431 | Yes |  | No | Laminate | Painted Finish | IBT 08 | Kick |  |  | 1 | 3
Level 0 | IP10020A.D1 | IDT 2d | Double Unequal Door Single Swing | 2110 | 1710 |  |  | 100 | L20/431 | No |  | No | Laminate | Painted Finish |  | Kick |  |  | 1 | 25
Level 0 | IP10021.D1 | IDT 2a | Double Unequal Door Single Swing | 2110 | 1480 |  | 30dB | 97 | L20/431 | Yes |  | No | Laminate | Painted Finish | IBT 08 | Kick |  |  | 1 | 3
Level 0 | IP10021A.D1 | IDT 2d | Double Unequal Door Single Swing | 2110 | 1710 |  |  | 100 | L20/431 | No |  | No | Laminate | Painted Finish |  | Kick |  |  | 1 | 25
Level 0 | IP10022.D1 | IDT 2a | Double Unequal Door Single Swing | 2110 | 1480 |  | 30dB | 97 | L20/431 | Yes |  | No | Laminate | Painted Finish | IBT 08 | Kick |  |  | 1 | 3
Level 0 | IP10022A.D1 | IDT 2d | Double Unequal Door Single Swing | 2110 | 1710 |  |  | 100 | L20/431 | No |  | No | Laminate | Painted Finish |  | Kick |  |  | 1 | 25
Level 0 | IP10023.D1 | IDT 2a | Double Unequal Door Single Swing | 2110 | 1480 |  | 30dB | 97 | L20/431 | Yes |  | No | Laminate | Painted Finish | IBT 08 | Kick |  |  | 1 | 3
Level 0 | IP10023A.D1 | IDT 2d | Double Unequal Door Single Swing | 2110 | 1710 |  |  | 100 | L20/431 | No |  | No | Laminate | Painted Finish |  | Kick |  |  | 1 | 25
Level 0 | IP10024.D1 | IDT 2a | Double Unequal Door Single Swing | 2110 | 1480 |  | 30dB | 97 | L20/431 | Yes |  | No | Laminate | Painted Finish | IBT 08 | Kick |  |  | 1 | 3
Level 0 | IP10024A.D1 | IDT 2d | Double Unequal Door Single Swing | 2110 | 1710 |  |  | 97 | L20/431 | No |  | No | Laminate | Painted Finish |  | Kick |  |  | 1 | 25
Level 0 | IP10029.D1 | IDT 2a | Double Unequal Door Single Swing | 2110 | 1480 |  |  | 97 | L20/431 | Yes |  | No | Laminate | Painted Finish | IBT 08 | Kick |  |  | 1 | 3
Level 0 | IP10029A.D1 | IDT 2d | Double Unequal Door Single Swing | 2110 | 1510 |  |  | 97 | L20/431 | No |  | No | Laminate | Painted Finish |  | Kick |  |  | 2 | 25 | Privacy seals between door leaves
Level 0 | IP10029B.D1 | IDT 1d | Single Door Single Swing | 2110 | 810 |  |  | 97 | L20/431 | No |  | No | Laminate | Painted Finish |  | Kick |  |  | 03b | 25
Level 0 | IP10032.D1 | IDT 1d | Single Door Single Swing | 2110 | 1060 | FD30S |  | 97 | L20/431 | No | Yes | No | Laminate | Painted Finish |  | Kick |  |  | 4 | 3
Level 0 | IP10034.D1 | IDT 1d | Single Door Single Swing | 2110 | 1060 |  |  | 97 | L20/431 | No |  | No | Laminate | Painted Finish |  | Kick |  |  | 06b | 6
Level 0 | IP10036.D1 | IDT 1c | Single Door Single Swing | 2110 | 1060 |  |  | 97 | L20/431 | Yes | Yes | No | Laminate | Painted Finish |  | Kick |  |  | 04b | 6
Level 0 | IP10038.D1 | IDT 1d | Single Door Single Swing | 2110 | 1060 |  |  | 97 | L20/431 | No |  | No | Laminate | Painted Finish |  | Kick |  |  | 06b | 6
Level 0 | IP10039.D1 | IDT 1d | Single Door Single Swing | 2110 | 1060 |  |  | 97 | L20/431 | No |  | No | Laminate | Painted Finish |  | Kick |  |  | 06b | 6
Level 0 | IP10040.D1 | IDT 1d | Single Door Single Swing | 2110 | 1060 |  |  | 97 | L20/431 | No |  | No | Laminate | Painted Finish |  | Kick |  |  | 06b | 6
Level 0 | IP10041.D1 | IDT 1d | Single Door Single Swing | 2110 | 1060 |  |  | 97 | L20/431 | No |  | No | Laminate | Painted Finish |  | Kick |  |  | 06b | 6
Level 0 | IP10042.D1 | IDT 1d | Single Door Single Swing | 2110 | 1010 |  |  | 97 | L20/431 | No |  | No | Laminate | Painted Finish |  | Kick |  |  | 06b | 6
Level 0 | IP10044.D1 | IDT 2d | Double Unequal Door Single Swing | 2110 | 1510 |  |  | 97 | L20/431 | No |  | No | Laminate | Painted Finish |  | Kick |  |  | 17b | 6
Level 0 | IP10045.D1 | IDT 1d | Single Door Single Swing | 2110 | 1060 |  |  | 97 | L20/431 | No | Yes | No | Laminate | Painted Finish |  | Kick |  |  | 04b | 6
Level 0 | IP10047.D1 | IDT 2d | Double Unequal Door Single Swing | 2110 | 1510 | FD30S |  | 97 | L20/431 | No | Yes | No | Laminate | PVC Wrapped |  | Half Height/Edge | Delayed Close |  | 08h | 3
Level 0 | IP10048.D1 | IDT 1f | Single Door Single Swing | 2110 | 1060 |  | 30dB | 122 | L20/431 | Yes |  | No | Laminate | Painted Finish | IBT 07 | Kick |  |  | 06b | 3
Level 0 | IP10049.D1 | IDT 1f | Single Door Single Swing | 2110 | 1060 |  | 30dB | 97 | L20/431 | Yes |  | No | Laminate | Painted Finish | IBT 07 | Kick |  |  | 06b | 3
Level 0 | IP10050.D1 | IDT 1c | Single Door Single Swing | 2110 | 1060 |  | 30dB | 97 | L20/431 | Yes |  | No | Laminate | Painted Finish |  | Kick |  |  | 06b | 3
Level 0 | IP10051.D1 | IDT 1d | Single Door Single Swing | 2110 | 1060 |  |  | 97 | L20/431 | No |  | No | Laminate | Painted Finish |  | Kick |  |  | 06b | 6
Level 0 | IP10052.D1 | IDT 1d | Single Door Single Swing | 2110 | 810 |  |  | 97 | L20/431 | No |  | No | Laminate | Painted Finish |  | Kick |  |  | 3 | 6
Level 0 | IP10053.D1 | IDT 1d | Single Door Single Swing | 2110 | 810 |  |  | 97 | L20/431 | No |  | No | Laminate | Painted Finish |  | Kick |  |  | 3 | 6
Level 0 | IP10055.D1 | IDT 3b | Double Door Single Swing | 2110 | 1910 | FD60S |  | 97 | L20/431 | Yes |  | No | Laminate | Painted Finish |  | Kick | Hold Open |  | 12 | 3
Level 0 | IP10055.D2 | IDT 1b | Single Door Single Swing | 2110 | 1060 | FD30S |  | 97 | L20/431 | Yes | Yes | No | Laminate | Painted Finish |  | Kick |  |  | 33g | 3
Level 0 | IP10056.D1 | IDT 1d | Single Door Single Swing | 2110 | 1060 |  |  | 97 | L20/431 | No |  | No | Laminate | Painted Finish |  | Kick |  |  | 03b | 6
Level 0 | IP10060.D1 | IDT 2a | Double Unequal Door Single Swing | 2110 | 1480 |  |  | 97 | L20/431 | Yes |  | No | Laminate | Painted Finish | IBT 08 | Kick |  |  | 1 | 6
Level 0 | IP10060A.D1 | IDT 2d | Double Unequal Door Single Swing | 2110 | 1510 |  |  | 97 | L20/431 | No |  | No | Laminate | Painted Finish |  | Kick |  |  | 2 | 25 | Privacy seals between door leaves
Level 0 | IP10060B.D1 | IDT 1d | Single Door Single Swing | 2110 | 810 |  |  | 97 | L20/431 | No |  | No | Laminate | Painted Finish |  | Kick |  |  | 03b | 25
Level 0 | IP10062.D1 | IDT 1d | Single Door Single Swing | 2110 | 1060 |  |  | 97 | L20/431 | No |  | No | Laminate | Painted Finish |  | Kick | Delayed Close |  | 03DA | 6
Level 0 | IP20001.D1 | IDT 2a | Double Unequal Door Single Swing | 2110 | 1480 |  | 30dB | 97 | L20/431 | Yes |  | No | Laminate | Painted Finish | IBT 08 | Kick |  |  | 1 | 3
Level 0 | IP20001A.D1 | IDT 2d | Double Unequal Door Single Swing | 2110 | 1710 |  |  | 100 | L20/431 | No |  | No | Laminate | Painted Finish |  | Kick |  |  | 1 | 25
Level 0 | IP20002.D1 | IDT 2a | Double Unequal Door Single Swing | 2110 | 1480 |  | 30dB | 97 | L20/431 | Yes |  | No | Laminate | Painted Finish | IBT 08 | Kick |  |  | 1 | 3
Level 0 | IP20002A.D1 | IDT 2d | Double Unequal Door Single Swing | 2110 | 1710 |  |  | 100 | L20/431 | No |  | No | Laminate | Painted Finish |  | Kick |  |  | 1 | 25
Level 0 | IP20003.D1 | IDT 2a | Double Unequal Door Single Swing | 2110 | 1480 |  | 30dB | 97 | L20/431 | Yes |  | No | Laminate | Painted Finish | IBT 08 | Kick |  |  | 1 | 3
Level 0 | IP20003A.D1 | IDT 2d | Double Unequal Door Single Swing | 2110 | 1710 |  |  | 100 | L20/431 | No |  | No | Laminate | Painted Finish |  | Kick |  |  | 1 | 25
Level 0 | IP20004.D1 | IDT 2a | Double Unequal Door Single Swing | 2110 | 1710 |  | 30dB | 97 | L20/431 | Yes |  | No | Laminate | Painted Finish | IBT 08 | Kick |  |  | 1 | 3
Level 0 | IP20004A.D1 | IDT 2d | Double Unequal Door Single Swing | 2110 | 1710 |  |  | 97 | L20/431 | No |  | No | Laminate | Painted Finish |  | Kick |  |  | 1 | 25
Level 0 | IP20005.D1 | IDT 2a | Double Unequal Door Single Swing | 2110 | 1480 |  | 30dB | 97 | L20/431 | Yes |  | No | Laminate | Painted Finish | IBT 08 | Kick |  |  | 1 | 3
Level 0 | IP20005A.D1 | IDT 2d | Double Unequal Door Single Swing | 2110 | 1710 |  |  | 100 | L20/431 | No |  | No | Laminate | Painted Finish |  | Kick |  |  | 1 | 25
Level 0 | IP20006.D1 | IDT 2a | Double Unequal Door Single Swing | 2110 | 1480 |  | 30dB | 97 | L20/431 | Yes |  | No | Laminate | Painted Finish | IBT 08 | Kick |  |  | 1 | 3
Level 0 | IP20006A.D1 | IDT 2d | Double Unequal Door Single Swing | 2110 | 1710 |  |  | 100 | L20/431 | No |  | No | Laminate | Painted Finish |  | Kick |  |  | 1 | 25
Level 0 | IP20007.D1 | IDT 2a | Double Unequal Door Single Swing | 2110 | 1480 |  | 30dB | 97 | L20/431 | Yes |  | No | Laminate | Painted Finish | IBT 08 | Kick |  |  | 1 | 3
Level 0 | IP20007A.D1 | IDT 2d | Double Unequal Door Single Swing | 2110 | 1710 |  |  | 100 | L20/431 | No |  | No | Laminate | Painted Finish |  | Kick |  |  | 1 | 25
Level 0 | IP20008.D1 | IDT 2a | Double Unequal Door Single Swing | 2110 | 1480 |  | 30dB | 97 | L20/431 | Yes |  | No | Laminate | Painted Finish | IBT 08 | Kick |  |  | 1 | 3
Level 0 | IP20008A.D1 | IDT 2d | Double Unequal Door Single Swing | 2110 | 1710 |  |  | 100 | L20/431 | No |  | No | Laminate | Painted Finish |  | Kick |  |  | 1 | 25
Level 0 | IP20009.D1 | IDT 2a | Double Unequal Door Single Swing | 2110 | 1710 |  | 30dB | 97 | L20/431 | Yes |  | No | Laminate | Painted Finish | IBT 08 | Kick |  |  | 1 | 3
Level 0 | IP20009A.D1 | IDT 2d | Double Unequal Door Single Swing | 2110 | 1610 |  |  | 97 | L20/431 | No |  | No | Laminate | Painted Finish |  | Kick |  |  | 1 | 25
Level 0 | IP20010.D1 | IDT 2a | Double Unequal Door Single Swing | 2110 | 1480 |  | 30dB | 97 | L20/431 | Yes |  | No | Laminate | Painted Finish | IBT 08 | Kick |  |  | 1 | 3
Level 0 | IP20010A.D1 | IDT 2d | Double Unequal Door Single Swing | 2110 | 1710 |  |  | 100 | L20/431 | No |  | No | Laminate | Painted Finish |  | Kick |  |  | 1 | 25
Level 0 | IP20011.D1 | IDT 2a | Double Unequal Door Single Swing | 2110 | 1480 |  | 30dB | 97 | L20/431 | Yes |  | No | Laminate | Painted Finish | IBT 08 | Kick |  |  | 1 | 3
Level 0 | IP20011A.D1 | IDT 2d | Double Unequal Door Single Swing | 2110 | 1710 |  |  | 100 | L20/431 | No |  | No | Laminate | Painted Finish |  | Kick |  |  | 1 | 25
Level 0 | IP20012.D1 | IDT 2a | Double Unequal Door Single Swing | 2110 | 1480 |  | 30dB | 97 | L20/431 | Yes |  | No | Laminate | Painted Finish | IBT 08 | Kick |  |  | 1 | 3
Level 0 | IP20012A.D1 | IDT 2d | Double Unequal Door Single Swing | 2110 | 1710 |  |  | 100 | L20/431 | No |  | No | Laminate | Painted Finish |  | Kick |  |  | 1 | 25
Level 0 | IP20013.D1 | IDT 2a | Double Unequal Door Single Swing | 2110 | 1480 |  | 30dB | 97 | L20/431 | Yes |  | No | Laminate | Painted Finish | IBT 08 | Kick |  |  | 1 | 3
Level 0 | IP20013A.D1 | IDT 2d | Double Unequal Door Single Swing | 2110 | 1710 |  |  | 100 | L20/431 | No |  | No | Laminate | Painted Finish |  | Kick |  |  | 1 | 25
Level 0 | IP20014.D1 | IDT 2a | Double Unequal Door Single Swing | 2110 | 1480 |  | 30dB | 97 | L20/431 | Yes |  | No | Laminate | Painted Finish | IBT 08 | Kick |  |  | 1 | 3
Level 0 | IP20014A.D1 | IDT 2d | Double Unequal Door Single Swing | 2110 | 1710 |  |  | 100 | L20/431 | No |  | No | Laminate | Painted Finish |  | Kick |  |  | 1 | 25
Level 0 | IP20015.D1 | IDT 2a | Double Unequal Door Single Swing | 2110 | 1480 |  | 30dB | 97 | L20/431 | Yes |  | No | Laminate | Painted Finish | IBT 08 | Kick |  |  | 1 | 3
Level 0 | IP20015A.D1 | IDT 2d | Double Unequal Door Single Swing | 2110 | 1710 |  |  | 100 | L20/431 | No |  | No | Laminate | Painted Finish |  | Kick |  |  | 1 | 25
Level 0 | IP20016.D1 | IDT 2a | Double Unequal Door Single Swing | 2110 | 1480 |  | 30dB | 97 | L20/431 | Yes |  | No | Laminate | Painted Finish | IBT 08 | Kick |  |  | 1 | 3
Level 0 | IP20016A.D1 | IDT 2d | Double Unequal Door Single Swing | 2110 | 1710 |  |  | 100 | L20/431 | No |  | No | Laminate | Painted Finish |  | Kick |  |  | 1 | 25
Level 0 | IP20017.D1 | IDT 2a | Double Unequal Door Single Swing | 2110 | 1480 |  | 30dB | 97 | L20/431 | Yes |  | No | Laminate | Painted Finish | IBT 08 | Kick |  |  | 1 | 3
Level 0 | IP20017A.D1 | IDT 2d | Double Unequal Door Single Swing | 2110 | 1710 |  |  | 100 | L20/431 | No |  | No | Laminate | Painted Finish |  | Kick |  |  | 1 | 25
Level 0 | IP20018.D1 | IDT 2a | Double Unequal Door Single Swing | 2110 | 1480 |  | 30dB | 97 | L20/431 | Yes |  | No | Laminate | Painted Finish | IBT 08 | Kick |  |  | 1 | 3
Level 0 | IP20018A.D1 | IDT 2d | Double Unequal Door Single Swing | 2110 | 1710 |  |  | 100 | L20/431 | No |  | No | Laminate | Painted Finish |  | Kick |  |  | 1 | 25
Level 0 | IP20019.D1 | IDT 2a | Double Unequal Door Single Swing | 2110 | 1480 |  | 30dB | 97 | L20/431 | Yes |  | No | Laminate | Painted Finish | IBT 08 | Kick |  |  | 1 | 3
Level 0 | IP20019A.D1 | IDT 2d | Double Unequal Door Single Swing | 2110 | 1710 |  |  | 100 | L20/431 | No |  | No | Laminate | Painted Finish |  | Kick |  |  | 1 | 25
Level 0 | IP20020.D1 | IDT 2a | Double Unequal Door Single Swing | 2110 | 1480 |  | 30dB | 97 | L20/431 | Yes |  | No | Laminate | Painted Finish | IBT 08 | Kick |  |  | 1 | 3
Level 0 | IP20020A.D1 | IDT 2d | Double Unequal Door Single Swing | 2110 | 1710 |  |  | 100 | L20/431 | No |  | No | Laminate | Painted Finish |  | Kick |  |  | 1 | 25
Level 0 | IP20021.D1 | IDT 2a | Double Unequal Door Single Swing | 2110 | 1480 |  | 30dB | 97 | L20/431 | Yes |  | No | Laminate | Painted Finish | IBT 08 | Kick |  |  | 1 | 3
Level 0 | IP20021A.D1 | IDT 2d | Double Unequal Door Single Swing | 2110 | 1710 |  |  | 100 | L20/431 | No |  | No | Laminate | Painted Finish |  | Kick |  |  | 1 | 25
Level 0 | IP20022.D1 | IDT 2a | Double Unequal Door Single Swing | 2110 | 1480 |  | 30dB | 97 | L20/431 | Yes |  | No | Laminate | Painted Finish | IBT 08 | Kick |  |  | 1 | 3
Level 0 | IP20022A.D1 | IDT 2d | Double Unequal Door Single Swing | 2110 | 1710 |  |  | 100 | L20/431 | No |  | No | Laminate | Painted Finish |  | Kick |  |  | 1 | 25
Level 0 | IP20023.D1 | IDT 2a | Double Unequal Door Single Swing | 2110 | 1480 |  | 30dB | 97 | L20/431 | Yes |  | No | Laminate | Painted Finish | IBT 08 | Kick |  |  | 1 | 3
Level 0 | IP20023A.D1 | IDT 2d | Double Unequal Door Single Swing | 2110 | 1710 |  |  | 100 | L20/431 | No |  | No | Laminate | Painted Finish |  | Kick |  |  | 1 | 25
Level 0 | IP20024.D1 | IDT 2a | Double Unequal Door Single Swing | 2110 | 1480 |  | 30dB | 97 | L20/431 | Yes |  | No | Laminate | Painted Finish | IBT 08 | Kick |  |  | 1 | 3
Level 0 | IP20024A.D1 | IDT 2d | Double Unequal Door Single Swing | 2110 | 1710 |  |  | 100 | L20/431 | No |  | No | Laminate | Painted Finish |  | Kick |  |  | 1 | 25
Level 0 | IP20029.D1 | IDT 2a | Double Unequal Door Single Swing | 2110 | 1480 |  |  | 97 | L20/431 | Yes |  | No | Laminate | Painted Finish | IBT 08 | Kick |  |  | 1 | 6
Level 0 | IP20029A.D1 | IDT 2d | Double Unequal Door Single Swing | 2110 | 1510 |  |  | 97 | L20/431 | No |  | No | Laminate | Painted Finish |  | Kick |  |  | 2 | 25 | Privacy seals between door leaves
Level 0 | IP20029B.D1 | IDT 1d | Single Door Single Swing | 2110 | 810 |  |  | 97 | L20/431 | No |  | No | Laminate | Painted Finish |  | Kick |  |  | 03b | 25
Level 0 | IP20032.D1 | IDT 1d | Single Door Single Swing | 2110 | 1060 | FD60S |  | 97 | L20/431 | No | Yes | No | Laminate | Painted Finish |  | Kick |  |  | 4 | 3
Level 0 | IP20035.D1 | IDT 2d | Double Unequal Door Single Swing | 2110 | 1510 |  |  | 96 | L20/431 | No |  | No | Laminate | Painted Finish |  | Kick |  |  | 17b | 6
Level 0 | IP20036.D1 | IDT 1d | Single Door Single Swing | 2110 | 910 |  |  | 97 | L20/431 | No |  | No | Laminate | Painted Finish |  | Kick |  |  | 06b | 6
Level 0 | IP20039.D1 | IDT 1d | Single Door Single Swing | 2110 | 1060 |  |  | 97 | L20/431 | No |  | No | Laminate | Painted Finish |  | Kick |  |  | 06b | 6
Level 0 | IP20040.D1 | IDT 1c | Single Door Single Swing | 2110 | 1060 |  |  | 97 | L20/431 | Yes | Yes | No | Laminate | Painted Finish |  | Kick |  |  | 04b | 6
Level 0 | IP20041.D1 | IDT 1d | Single Door Single Swing | 2110 | 1060 |  |  | 97 | L20/431 | No |  | No | Laminate | Painted Finish |  | Kick |  |  | 06b | 6
Level 0 | IP20043.D1 | IDT 1c | Single Door Single Swing | 2110 | 1060 |  | 30dB | 97 | L20/431 | Yes |  | No | Laminate | Painted Finish |  | Kick |  |  | 06b | 3
Level 0 | IP20045.D1 | IDT 1f | Single Door Single Swing | 2110 | 1060 |  | 30dB | 97 | L20/431 | Yes |  | No | Laminate | Painted Finish | IBT 07 | Kick |  |  | 06b | 3
Level 0 | IP20046.D1 | IDT 1f | Single Door Single Swing | 2110 | 1060 |  | 30dB | 97 | L20/431 | Yes |  | No | Laminate | Painted Finish | IBT 07 | Kick |  |  | 06b | 3
Level 0 | IP20047.D1 | IDT 1d | Single Door Single Swing | 2110 | 1060 |  |  | 97 | L20/431 | No |  | No | Laminate | Painted Finish |  | Kick |  |  | 06b | 6
Level 0 | IP20050.D1 | IDT 1d | Single Door Single Swing | 2110 | 810 |  |  | 97 | L20/431 | No |  | No | Laminate | Painted Finish |  | Kick |  |  | 03b | 6
Level 0 | IP20060.D1 | IDT 2a | Double Unequal Door Single Swing | 2110 | 1480 |  |  | 97 | L20/431 | Yes |  | No | Laminate | Painted Finish | IBT 08 | Kick |  |  | 1 | 6
Level 0 | IP20060A.D1 | IDT 2d | Double Unequal Door Single Swing | 2110 | 1510 |  |  | 97 | L20/431 | No |  | No | Laminate | Painted Finish |  | Kick |  |  | 2 | 25 | Privacy seals between door leaves
Level 0 | IP20060B.D1 | IDT 1d | Single Door Single Swing | 2110 | 810 |  |  | 97 | L20/431 | No |  | No | Laminate | Painted Finish |  | Kick |  |  | 03b | 25
Level 0 | IP30001.D1 | IDT 2a | Double Unequal Door Single Swing | 2110 | 1710 |  | 30dB | 97 | L20/431 | Yes |  | No | Laminate | Painted Finish | IBT 08 | Kick |  |  | 1 | 3
Level 0 | IP30001A.D1 | IDT 2d | Double Unequal Door Single Swing | 2110 | 1710 |  |  | 97 | L20/431 | No |  | No | Laminate | Painted Finish |  | Kick |  |  | 1 | 25
Level 0 | IP30002.D1 | IDT 2a | Double Unequal Door Single Swing | 2110 | 1480 |  | 30dB | 97 | L20/431 | Yes |  | No | Laminate | Painted Finish | IBT 08 | Kick |  |  | 1 | 3
Level 0 | IP30002A.D1 | IDT 2d | Double Unequal Door Single Swing | 2110 | 1710 |  |  | 100 | L20/431 | No |  | No | Laminate | Painted Finish |  | Kick |  |  | 1 | 25
Level 0 | IP30003.D1 | IDT 2a | Double Unequal Door Single Swing | 2110 | 1480 |  | 30dB | 97 | L20/431 | Yes |  | No | Laminate | Painted Finish | IBT 08 | Kick |  |  | 1 | 3
Level 0 | IP30003A.D1 | IDT 2d | Double Unequal Door Single Swing | 2110 | 1710 |  |  | 100 | L20/431 | No |  | No | Laminate | Painted Finish |  | Kick |  |  | 1 | 25
Level 0 | IP30004.D1 | IDT 2a | Double Unequal Door Single Swing | 2110 | 1480 |  | 30dB | 97 | L20/431 | Yes |  | No | Laminate | Painted Finish | IBT 08 | Kick |  |  | 1 | 3
Level 0 | IP30004A.D1 | IDT 2d | Double Unequal Door Single Swing | 2110 | 1710 |  |  | 100 | L20/431 | No |  | No | Laminate | Painted Finish |  | Kick |  |  | 1 | 25
Level 0 | IP30005.D1 | IDT 2a | Double Unequal Door Single Swing | 2110 | 1710 |  | 30dB | 97 | L20/431 | Yes |  | No | Laminate | Painted Finish | IBT 08 | Kick |  |  | 1 | 3
Level 0 | IP30005A.D1 | IDT 2d | Double Unequal Door Single Swing | 2110 | 1710 |  |  | 97 | L20/431 | No |  | No | Laminate | Painted Finish |  | Kick |  |  | 1 | 25
Level 0 | IP30006.D1 | IDT 2a | Double Unequal Door Single Swing | 2110 | 1480 |  | 30dB | 97 | L20/431 | Yes |  | No | Laminate | Painted Finish | IBT 08 | Kick |  |  | 1 | 3
Level 0 | IP30006A.D1 | IDT 2d | Double Unequal Door Single Swing | 2110 | 1710 |  |  | 100 | L20/431 | No |  | No | Laminate | Painted Finish |  | Kick |  |  | 1 | 25
Level 0 | IP30007.D1 | IDT 2a | Double Unequal Door Single Swing | 2110 | 1480 |  | 30dB | 97 | L20/431 | Yes |  | No | Laminate | Painted Finish | IBT 08 | Kick |  |  | 1 | 3
Level 0 | IP30007A.D1 | IDT 2d | Double Unequal Door Single Swing | 2110 | 1710 |  |  | 100 | L20/431 | No |  | No | Laminate | Painted Finish |  | Kick |  |  | 1 | 25
Level 0 | IP30008.D1 | IDT 2a | Double Unequal Door Single Swing | 2110 | 1480 |  | 30dB | 97 | L20/431 | Yes |  | No | Laminate | Painted Finish | IBT 08 | Kick |  |  | 1 | 3
Level 0 | IP30008A.D1 | IDT 2d | Double Unequal Door Single Swing | 2110 | 1710 |  |  | 100 | L20/431 | No |  | No | Laminate | Painted Finish |  | Kick |  |  | 1 | 25
Level 0 | IP30009.D1 | IDT 2a | Double Unequal Door Single Swing | 2110 | 1480 |  | 30dB | 97 | L20/431 | Yes |  | No | Laminate | Painted Finish | IBT 08 | Kick |  |  | 1 | 3
Level 0 | IP30009A.D1 | IDT 2d | Double Unequal Door Single Swing | 2110 | 1710 |  |  | 97 | L20/431 | No |  | No | Laminate | Painted Finish |  | Kick |  |  | 1 | 25
Level 0 | IP30010.D1 | IDT 2a | Double Unequal Door Single Swing | 2110 | 1480 |  | 30dB | 97 | L20/431 | Yes |  | No | Laminate | Painted Finish | IBT 08 | Kick |  |  | 1 | 3
Level 0 | IP30010A.D1 | IDT 2d | Double Unequal Door Single Swing | 2110 | 1710 |  |  | 100 | L20/431 | No |  | No | Laminate | Painted Finish |  | Kick |  |  | 1 | 25
Level 0 | IP30011.D1 | IDT 2a | Double Unequal Door Single Swing | 2110 | 1480 |  | 30dB | 97 | L20/431 | Yes |  | No | Laminate | Painted Finish | IBT 08 | Kick |  |  | 1 | 3
Level 0 | IP30011A.D1 | IDT 2d | Double Unequal Door Single Swing | 2110 | 1710 |  |  | 100 | L20/431 | No |  | No | Laminate | Painted Finish |  | Kick |  |  | 1 | 25
Level 0 | IP30012.D1 | IDT 2a | Double Unequal Door Single Swing | 2110 | 1480 |  | 30dB | 97 | L20/431 | Yes |  | No | Laminate | Painted Finish | IBT 08 | Kick |  |  | 1 | 3
Level 0 | IP30012A.D1 | IDT 2d | Double Unequal Door Single Swing | 2110 | 1710 |  |  | 100 | L20/431 | No |  | No | Laminate | Painted Finish |  | Kick |  |  | 1 | 25
Level 0 | IP30013.D1 | IDT 2a | Double Unequal Door Single Swing | 2110 | 1480 |  | 30dB | 97 | L20/431 | Yes |  | No | Laminate | Painted Finish | IBT 08 | Kick |  |  | 1 | 3
Level 0 | IP30013A.D1 | IDT 2d | Double Unequal Door Single Swing | 2110 | 1710 |  |  | 100 | L20/431 | No |  | No | Laminate | Painted Finish |  | Kick |  |  | 1 | 25
Level 0 | IP30014.D1 | IDT 2a | Double Unequal Door Single Swing | 2110 | 1480 |  | 30dB | 97 | L20/431 | Yes |  | No | Laminate | Painted Finish | IBT 08 | Kick |  |  | 1 | 3
Level 0 | IP30014A.D1 | IDT 2d | Double Unequal Door Single Swing | 2110 | 1710 |  |  | 100 | L20/431 | No |  | No | Laminate | Painted Finish |  | Kick |  |  | 1 | 25
Level 0 | IP30015.D1 | IDT 2a | Double Unequal Door Single Swing | 2110 | 1480 |  | 30dB | 97 | L20/431 | Yes |  | No | Laminate | Painted Finish | IBT 08 | Kick |  |  | 1 | 3
Level 0 | IP30015A.D1 | IDT 2d | Double Unequal Door Single Swing | 2110 | 1710 |  |  | 100 | L20/431 | No |  | No | Laminate | Painted Finish |  | Kick |  |  | 1 | 25
Level 0 | IP30016.D1 | IDT 2a | Double Unequal Door Single Swing | 2110 | 1480 |  | 30dB | 97 | L20/431 | Yes |  | No | Laminate | Painted Finish | IBT 08 | Kick |  |  | 1 | 3
Level 0 | IP30016A.D1 | IDT 2d | Double Unequal Door Single Swing | 2110 | 1710 |  |  | 97 | L20/431 | No |  | No | Laminate | Painted Finish |  | Kick |  |  | 1 | 25
Level 0 | IP30017.D1 | IDT 2a | Double Unequal Door Single Swing | 2110 | 1480 |  | 30dB | 97 | L20/431 | Yes |  | No | Laminate | Painted Finish | IBT 08 | Kick |  |  | 1 | 3
Level 0 | IP30017A.D1 | IDT 2d | Double Unequal Door Single Swing | 2110 | 1710 |  |  | 100 | L20/431 | No |  | No | Laminate | Painted Finish |  | Kick |  |  | 1 | 25
Level 0 | IP30018.D1 | IDT 2a | Double Unequal Door Single Swing | 2110 | 1480 |  | 30dB | 97 | L20/431 | Yes |  | No | Laminate | Painted Finish | IBT 08 | Kick |  |  | 1 | 3
Level 0 | IP30018A.D1 | IDT 2d | Double Unequal Door Single Swing | 2110 | 1710 |  |  | 100 | L20/431 | No |  | No | Laminate | Painted Finish |  | Kick |  |  | 1 | 25
Level 0 | IP30019.D1 | IDT 2a | Double Unequal Door Single Swing | 2110 | 1480 |  | 30dB | 97 | L20/431 | Yes |  | No | Laminate | Painted Finish | IBT 08 | Kick |  |  | 1 | 3
Level 0 | IP30019A.D1 | IDT 2d | Double Unequal Door Single Swing | 2110 | 1710 |  |  | 100 | L20/431 | No |  | No | Laminate | Painted Finish |  | Kick |  |  | 1 | 25
Level 0 | IP30020.D1 | IDT 2a | Double Unequal Door Single Swing | 2110 | 1480 |  | 30dB | 97 | L20/431 | Yes |  | No | Laminate | Painted Finish | IBT 08 | Kick |  |  | 1 | 3
Level 0 | IP30020A.D1 | IDT 2d | Double Unequal Door Single Swing | 2110 | 1710 |  |  | 100 | L20/431 | No |  | No | Laminate | Painted Finish |  | Kick |  |  | 1 | 25
Level 0 | IP30021.D1 | IDT 2a | Double Unequal Door Single Swing | 2110 | 1480 |  | 30dB | 97 | L20/431 | Yes |  | No | Laminate | Painted Finish | IBT 08 | Kick |  |  | 1 | 3
Level 0 | IP30021A.D1 | IDT 2d | Double Unequal Door Single Swing | 2110 | 1710 |  |  | 100 | L20/431 | No |  | No | Laminate | Painted Finish |  | Kick |  |  | 1 | 25
Level 0 | IP30022.D1 | IDT 2a | Double Unequal Door Single Swing | 2110 | 1480 |  | 30dB | 97 | L20/431 | Yes |  | No | Laminate | Painted Finish | IBT 08 | Kick |  |  | 1 | 3
Level 0 | IP30022A.D1 | IDT 2d | Double Unequal Door Single Swing | 2110 | 1710 |  |  | 100 | L20/431 | No |  | No | Laminate | Painted Finish |  | Kick |  |  | 1 | 25
Level 0 | IP30023.D1 | IDT 2a | Double Unequal Door Single Swing | 2110 | 1480 |  | 30dB | 97 | L20/431 | Yes |  | No | Laminate | Painted Finish | IBT 08 | Kick |  |  | 1 | 3
Level 0 | IP30023A.D1 | IDT 2d | Double Unequal Door Single Swing | 2110 | 1710 |  |  | 100 | L20/431 | No |  | No | Laminate | Painted Finish |  | Kick |  |  | 1 | 25
Level 0 | IP30024.D1 | IDT 2a | Double Unequal Door Single Swing | 2110 | 1480 |  | 30dB | 97 | L20/431 | Yes |  | No | Laminate | Painted Finish | IBT 08 | Kick |  |  | 1 | 3
Level 0 | IP30024A.D1 | IDT 2d | Double Unequal Door Single Swing | 2110 | 1710 |  |  | 100 | L20/431 | No |  | No | Laminate | Painted Finish |  | Kick |  |  | 1 | 25
Level 0 | IP30029.D1 | IDT 2a | Double Unequal Door Single Swing | 2110 | 1480 |  |  | 97 | L20/431 | Yes |  | No | Laminate | Painted Finish | IBT 08 | Kick |  |  | 1 | 3
Level 0 | IP30029A.D1 | IDT 2d | Double Unequal Door Single Swing | 2110 | 1510 |  |  | 97 | L20/431 | No |  | No | Laminate | Painted Finish |  | Kick |  |  | 2 | 25 | Privacy seals between door leaves
Level 0 | IP30029B.D1 | IDT 1d | Single Door Single Swing | 2110 | 810 |  |  | 97 | L20/431 | No |  | No | Laminate | Painted Finish |  | Kick |  |  | 03b | 25
Level 0 | IP30032.D1 | IDT 1d | Single Door Single Swing | 2110 | 1060 | FD30S |  | 97 | L20/431 | No | Yes | No | Laminate | Painted Finish |  | Kick |  |  | 4 | 3
Level 0 | IP30033.D1 | IDT 1c | Single Door Single Swing | 2110 | 1060 |  | 30dB | 97 | L20/431 | Yes |  | No | Laminate | Painted Finish |  | Kick |  |  | 06b | 3
Level 0 | IP30035.D1 | IDT 2d | Double Unequal Door Single Swing | 2110 | 1510 |  |  | 96 | L20/431 | No |  | No | Laminate | Painted Finish |  | Kick |  |  | 17b | 6
Level 0 | IP30036.D1 | IDT 1d | Single Door Single Swing | 2110 | 1060 |  |  | 97 | L20/431 | No |  | No | Laminate | Painted Finish |  | Kick |  |  | 06b | 6
Level 0 | IP30039.D1 | IDT 1d | Single Door Single Swing | 2110 | 1060 |  |  | 97 | L20/431 | No |  | No | Laminate | Painted Finish |  | Kick |  |  | 06b | 6
Level 0 | IP30040.D1 | IDT 1c | Single Door Single Swing | 2110 | 1060 |  |  | 97 | L20/431 | Yes | Yes | No | Laminate | Painted Finish |  | Kick |  |  | 04b | 6
Level 0 | IP30041.D1 | IDT 1d | Single Door Single Swing | 2110 | 1060 |  |  | 97 | L20/431 | No |  | No | Laminate | Painted Finish |  | Kick |  |  | 06b | 6
Level 0 | IP30043.D1 | IDT 1d | Single Door Single Swing | 2110 | 1060 |  |  | 97 | L20/431 | No |  | No | Laminate | Painted Finish |  | Kick |  |  | 06b | 6
Level 0 | IP30046.D1 | IDT 1d | Single Door Single Swing | 2110 | 910 |  |  | 97 | L20/431 | No |  | No | Laminate | Painted Finish |  | Kick |  |  | 03b | 6
Level 0 | IP30048.D1 | IDT 1d | Single Door Single Swing | 2110 | 1060 |  | 30dB | 97 | L20/431 | No |  | No | Laminate | Painted Finish |  | Kick |  |  | 06b | 3
Level 0 | IP30050.D1 | IDT 1d | Single Door Single Swing | 2110 | 810 |  |  | 97 | L20/431 | No |  | No | Laminate | Painted Finish |  | Kick |  |  | 06b | 6
Level 0 | IP30051.D1 | IDT 1d | Single Door Single Swing | 2110 | 1060 |  | 30dB | 97 | L20/431 | No |  | No | Laminate | Painted Finish |  | Kick |  |  | 06b | 3
Level 0 | IP30060.D1 | IDT 2a | Double Unequal Door Single Swing | 2110 | 1480 |  |  | 97 | L20/431 | Yes |  | No | Laminate | Painted Finish | IBT 08 | Kick |  |  | 1 | 6
Level 0 | IP30060A.D1 | IDT 2d | Double Unequal Door Single Swing | 2110 | 1510 |  |  | 97 | L20/431 | No |  | No | Laminate | Painted Finish |  | Kick |  |  | 2 | 25 | Privacy seals between door leaves
Level 0 | IP30060B.D1 | IDT 1d | Single Door Single Swing | 2110 | 810 |  |  | 97 | L20/431 | No |  | No | Laminate | Painted Finish |  | Kick |  |  | 03b | 25
Level 0 | IP30100.D1 | IDT 2c | Double Unequal Door Single Swing | 2110 | 1710 | FD30S |  | 97 | L20/431 | Yes | Yes | No | Laminate | Painted Finish |  | Kick | Delayed Close |  | 08g | 3
Level 0 | IP30101.D1 | IDT 2d | Double Unequal Door Single Swing | 2110 | 1510 |  |  | 97 | L20/431 | No |  | No | Laminate | Painted Finish |  | Kick |  |  | 17b | 6
Level 0 | IP30103.D1 | IDT 2d | Double Unequal Door Single Swing | 2110 | 1510 | FD30S |  | 97 | L20/431 | No | Yes | No | Laminate | PVC Wrapped |  | Half Height/Edge | Delayed Close |  | 08h | 3 | Reduced jamb architraves to one side
Level 0 | IP30104.D1 | IDT 1d | Single Door Single Swing | 2110 | 1060 | FD30S |  | 97 | L20/431 | No |  | No | Laminate | Painted Finish |  | Kick |  |  | 6 | 3
Level 0 | MDE0001.D1 | IDT 1d | Single Door Single Swing | 2110 | 1010 |  | 30dB | 97 | L20/431 | No | Yes | No | Laminate | Painted Finish |  | Kick |  |  | 33c | 3 | Reduced jamb architraves to one side
Level 0 | MOR0C01.D1 | IDT 3b | Double Door Single Swing | 2110 | 1910 | FD30S |  | 97 | L20/431 | Yes | Yes | No | Laminate | Painted Finish |  | Kick/Mid/Edge | Automatic Opening |  | 24b | 3
Level 0 | MOR0C02.D1 | IDT 1d | Single Door Single Swing | 2110 | 1060 |  |  | 122 | L20/431 | No | Yes | No | Laminate | Painted Finish |  | Kick/Edge |  |  | 33h | 6
Level 0 | MOR0C02.D2 | IDT 1d | Single Door Single Swing | 2110 | 1010 | FD30S |  | 97 | L20/431 | No | Yes | No | Laminate | Painted Finish |  | Kick |  |  | 4 | 3 | Reduced jamb architraves to one side
Level 0 | MOR0001.D1 | IDT 1c | Single Door Single Swing | 2110 | 1060 |  |  | 122 | L20/431 | Yes |  | No | Laminate | Painted Finish |  | Kick |  |  | 06b | 6
Level 0 | MOR0002.D1 | IDT 1d | Single Door Single Swing | 2110 | 1060 |  |  | 97 | L20/431 | No |  | No | Laminate | Painted Finish |  | Kick |  |  | 06b | 6
Level 0 | MOR0003.D1 | IDT 1e | Single Door Single Swing | 2110 | 1060 |  | 30dB | 97 | L20/431 | Yes |  | No | Laminate | Painted Finish | IBT 07 | Kick |  |  | 06b | 3
Level 0 | MOR0003.D2 | IDT 1d | Single Door Single Swing | 2110 | 1060 |  | 30dB | 97 | L20/431 | No |  | No | Laminate | Painted Finish |  | Kick |  |  | 06b | 3
Level 0 | MOR0004.D1 | IDT 1d | Single Door Single Swing | 2110 | 810 |  |  | 97 | L20/431 | No |  | No | Laminate | Painted Finish |  | Kick |  |  | 05a | 6
Level 0 | MOR0007.D1 | IDT 1d | Single Door Single Swing | 2110 | 810 |  |  | 97 | L20/431 | No |  | No | Laminate | Painted Finish |  | Kick |  |  | 05a | 6
Level 0 | MOR0010.D1 | IDT 1d | Single Door Single Swing | 2110 | 1060 |  |  | 97 | L20/431 | No |  | No | Laminate | Painted Finish |  | Kick |  |  | 06b | 6
Level 0 | MOR0014.D1 | IDT 1d | Single Door Single Swing | 2110 | 1060 |  |  | 97 | L20/431 | No |  | No | Laminate | Painted Finish |  | Kick |  |  | 06b | 6
Level 0 | MOR0015.D1 | IDT 3b | Double Door Double Swing | 2110 | 1910 |  | 30dB | 97 | L20/431 | Yes |  | No | Laminate | Painted Finish |  | Kick | Delayed Close |  | 22b | 3
Level 0 | MOR0017.D1 | IDT 2b | Double Unequal Door Single Swing | 2110 | 1510 |  |  | 97 | L20/431 | Yes |  | No | Laminate | Painted Finish |  | Kick |  |  | 17b | 6
Level 0 | MOR0017.D2 | IDT 3d | Double Door Single Swing | 2110 | 1910 |  |  | 97 | L20/431 | No |  | No | Laminate | Painted Finish |  | Kick/Mid/Edge | Delayed Close |  | 21bDA | 6
Level 0 | MOR0019.D1 | IDT 1d | Single Door Single Swing | 2110 | 710 |  |  | 97 | L20/431 | No |  | No | Laminate | Painted Finish |  | Kick |  |  | 06b | 6
Level 0 | MOR0020.D1 | IDT 1d | Single Door Single Swing | 2110 | 1060 |  |  | 97 | L20/431 | No |  | No | Laminate | Painted Finish |  | Kick |  |  | 06b | 6
Level 0 | MOR0021.D1 | IDT 2d | Double Unequal Door Single Swing | 2110 | 1510 | FD30S |  | 97 | L20/431 | No |  | No | Laminate | PVC Wrapped |  | Half Height/Edge | Delayed Close |  | 17c | 3
Level 0 | MOR0021.D2 | IDT 2d | Double Unequal Door Single Swing | 2110 | 1510 | FD30S |  | 97 | L20/431 | No |  | No | Laminate | PVC Wrapped |  | Half Height/Edge | Delayed Close |  | 17c | 3
Level 0 | MOR0022.D1 | IDT 2d | Double Unequal Door Single Swing | 2110 | 1510 |  | 30dB | 97 | L20/431 | No | Yes | No | Laminate | Painted Finish |  | Kick | Delayed Close |  | 08n | 3
Level 0 | MOR0022.D2 | IDT 1d | Single Door Single Swing | 2110 | 1060 |  | 30dB | 97 | L20/431 | No |  | No | Laminate | Painted Finish |  | Kick |  |  | 06b | 3
Level 0 | MOR0023.D1 | IDT 1d | Single Door Single Swing | 2110 | 1060 |  | 30dB | 137 | L20/431 | No |  | No | Laminate | Painted Finish |  | Kick |  |  | 06b | 3
Level 0 | MOR0025.D1 | IDT 1d | Single Door Single Swing | 2110 | 1060 |  |  | 122 | L20/431 | No |  | No | Laminate | Painted Finish |  | Kick |  |  | 03b | 6
Level 0 | MOR0026.D1 | IDT 1c | Single Door Single Swing | 2110 | 1060 |  | 30dB | 127 | L20/431 | Yes |  | No | Laminate | Painted Finish |  | Kick |  |  | 06b | 3
Level 0 | OCC0001.D1 | IDT 1d | Single Door Single Swing | 2110 | 1060 | FD60S | 35dB | 97 | L20/431 | No | Yes | No | Laminate | Painted Finish |  | Kick |  |  | 33a | 3
Level 0 | OCC0002.D1 | IDT 1d | Single Door Single Swing | 2110 | 1060 | FD60S | 35dB | 97 | L20/431 | No | Yes | No | Laminate | Painted Finish |  | Kick |  |  | 33a | 3
Level 0 | OCC0003.D1 | IDT 1c | Single Door Single Swing | 2110 | 1060 | FD60S |  | 97 | L20/431 | Yes |  | No | Laminate | Painted Finish |  | Kick |  |  | 6 | 3
Level 0 | PHA0C01.D1 | IDT 1d | Single Door Single Swing | 2110 | 1060 |  |  | 97 | L20/431 | No | Yes | No | Laminate | Painted Finish |  | Kick/Edge |  |  | 04b* | 6
Level 0 | PHA0C01.D2 | IDT 1d | Single Door Single Swing | 2110 | 1010 | FD30S |  | 171 | L20/434 | No | Yes | No | Laminate | Painted Finish |  | Kick/Edge |  |  | 33a* | 3 | Enhanced Security
Level 0 | PHA0C02.D1 | IDT 3d | Double Door Single Swing | 2110 | 1910 | FD30S |  | 171 | L20/434 | No | Yes | No | Laminate | Painted Finish |  | Kick/Mid/Edge | Delayed Close |  | 11fDA | 3 | Enhanced Security
Level 0 | PHA0001.D1 | IDT 1d | Single Door Single Swing | 2110 | 1060 |  |  | 97 | L20/431 | No | Yes | No | Laminate | Painted Finish |  | Kick |  |  | 06b | 6 | Add closer and maglock
Level 0 | PHA0002.D1 | IDT 1d | Single Door Single Swing | 2110 | 1060 |  |  | 97 | L20/431 | No |  | No | Laminate | Painted Finish |  | Kick |  |  | 06b | 6
Level 0 | PHA0003.D1 | IDT 1b | Single Door Single Swing | 2110 | 1060 |  |  | 97 | L20/431 | Yes |  | No | Laminate | Painted Finish |  | Kick |  |  | 06b | 6
Level 0 | PHA0004.D1 | IDT 1d | Single Door Single Swing | 2110 | 1060 |  |  | 97 | L20/431 | No |  | No | Laminate | Painted Finish |  | Kick |  |  | 06b | 6
Level 0 | PHA0005.D1 | IDT 1d | Single Door Single Swing | 2110 | 1060 |  |  | 97 | L20/431 | No | Yes | No | Laminate | Painted Finish |  | Kick |  |  | 04b | 6
Level 0 | PHA0006.D1 | IDT 1d | Single Door Single Swing | 2110 | 1060 |  |  | 97 | L20/431 | No |  | No | Laminate | Painted Finish |  | Kick |  |  | 06b | 6
Level 0 | PHA0009.D1 | IDT 2b | Double Unequal Door Single Swing | 2110 | 1510 |  |  | 97 | L20/431 | Yes |  | No | Laminate | Painted Finish |  | Kick |  |  | 17b | 6
Level 0 | PHA0009.D2 | IDT 1d | Single Door Single Swing | 2110 | 1060 |  |  | 97 | L20/431 | No |  | No | Laminate | Painted Finish |  | Kick |  |  | 06b | 6
Level 0 | PHA0010.D1 | IDT 2d | Double Unequal Door Single Swing | 2110 | 1510 |  |  | 97 | L20/431 | No |  | No | Laminate | Painted Finish |  | Kick |  |  | 17b | 6
Level 0 | PHA0011.D1 | IDT 1b | Single Door Single Swing | 2110 | 1060 | FD30S |  | 97 | L20/431 | Yes |  | No | Laminate | Painted Finish |  | Kick |  |  | 6 | 3
Level 0 | PHA0012.D1 | IDT 1b | Single Door Single Swing | 2110 | 1060 | FD30S |  | 97 | L20/431 | Yes |  | No | Laminate | Painted Finish |  | Kick |  |  | 6 | 3
Level 0 | PHA0013.D1 | IDT 1d | Single Door Single Swing | 2110 | 1060 | FD30S |  | 122 | L20/431 | No |  | No | Laminate | Painted Finish |  | Kick |  |  | 6 | 3
Level 0 | PHA0014.D1 | IDT 1b | Single Door Single Swing | 2110 | 1060 | FD30S |  | 97 | L20/431 | Yes |  | No | Laminate | Painted Finish |  | Kick |  |  | 6 | 3
Level 0 | PHA0015.D1 | IDT 1b | Single Door Single Swing | 2110 | 1060 | FD30S | 30dB | 97 | L20/431 | Yes |  | No | Laminate | Painted Finish |  | Kick |  |  | 6 | 3
Level 0 | PHA0016.D1 | IDT 1b | Single Door Single Swing | 2110 | 1060 | FD30S | 30dB | 97 | L20/431 | Yes |  | No | Laminate | Painted Finish |  | Kick |  |  | 6 | 3
Level 0 | PHA0017.D1 | [19 empty] | Cold Room doors specified and supplied by specialist
Level 0 | PHA0018.D1 | IDT 2d | Double Unequal Door Single Swing | 2110 | 1510 |  |  | 143 | L20/434 | No | Yes | No | Laminate | Painted Finish |  | Kick | Delayed Close |  | 08m | 6 | Enhanced Secuirity
Level 0 | PHA0019.D1 | IDT 1d | Single Door Single Swing | 2110 | 810 |  |  | 97 | L20/431 | No |  | No | Laminate | Painted Finish |  | Kick |  |  | 03b | 6
Level 0 | PHA0020.D1 | IDT 1d | Single Door Single Swing | 2110 | 810 |  |  | 97 | L20/431 | No |  | No | Laminate | Painted Finish |  | Kick |  |  | 03b | 6
Level 0 | PHA0021.D1 | IDT 2d | Double Unequal Door Single Swing | 2110 | 1510 | FD30S |  | 97 | L20/431 | No |  | No | Laminate | PVC Wrapped |  | Half Height/Edge | Delayed Close |  | 17c | 3
Level 0 | PHA0022.D1 | IDT 2d | Double Unequal Door Single Swing | 2110 | 1710 |  |  | 143 | L20/434 | No | Yes | No | Laminate | Painted Finish |  | Kick |  |  | 08p | 6 | Enhanced Secuirity
Level 0 | PHA0023.D1 | IDT 1c | Single Door Single Swing | 2110 | 1060 |  |  | 97 | L20/431 | Yes |  | No | Laminate | Painted Finish |  | Kick |  |  | 06b | 6
Level 0 | PLA0101.D1 | IDT 1d | Single Door Single Swing | 2110 | 1010 | FD60S |  | 122 | L20/439 | No |  | No | Painted Finish | Painted Finish |  | Kick |  |  | 5 | 3
Level 0 | PLA0101.D2 | IDT 1d | Single Door Single Swing | 2110 | 1010 | FD60S |  | 122 | L20/439 | No |  | No | Painted Finish | Painted Finish |  | Kick |  |  | 5 | 3 | Sealed for gas suppression system
Level 0 | PLA0102.D1 | IDT 4a | Double Door Single Swing | 2110 | 1610 | FD60S |  | 119 | L20/439 | No |  | No | Painted Finish | Painted Finish |  |  |  |  | 09a | 3
Level 0 | PLA0103.D1 | IDT 2d | Double Unequal Door Single Swing | 2110 | 1510 |  |  | 97 | L20/439 | No |  | No | Painted Finish | Painted Finish |  | Kick |  |  | 17b | 6
Level 0 | PLA0104.D1 | IDT 4a | Double Door Single Swing | 2110 | 1610 | FD60S |  | 119 | L20/439 | No |  | No | Painted Finish | Painted Finish |  |  |  |  | 09a | 3
Level 0 | PLA0105.D1 | IDT 1d | Single Door Single Swing | 2110 | 1010 | FD60S |  | 97 | L20/439 | No |  | No | Painted Finish | Painted Finish |  |  |  |  | 9 | 3
Level 0 | PLA0106.D1 | IDT 4a | Double Door Single Swing | 2110 | 1810 | FD60S |  | 173 | L20/439 | No |  | No | Painted Finish | Painted Finish |  |  |  |  | 09a | 3
Level 0 | PLA0106.D2 | IDT 4a | Double Door Single Swing | 2110 | 1810 | FD60S |  | 173 | L20/439 | No |  | No | Painted Finish | Painted Finish |  |  |  |  | 09a | 3
Level 0 | PLA0107.D1 | IDT 4a | Double Door Single Swing | 2110 | 2318 | FD60S |  | 97 | L20/439 | No |  | No | Painted Finish | Painted Finish |  |  |  |  | 09a | 3
Level 0 | PLA0109.D1 | IDT 4a | Double Door Single Swing | 2110 | 1610 | FD60S |  | 97 | L20/439 | No |  | No | Painted Finish | Painted Finish |  |  |  |  | 09a | 3
Level 0 | PLA0110.D1 | IDT 4a | Double Door Single Swing | 2110 | 2318 | FD60S |  | 97 | L20/439 | No |  | No | Painted Finish | Painted Finish |  |  |  |  | 09a | 3
Level 0 | PLA0111.D1 | IDT 4a | Double Door Single Swing | 2110 | 1810 | FD60S |  | 119 | L20/439 | No |  | No | Painted Finish | Painted Finish |  |  |  |  | 09a | 3
Level 0 | PLA0111.D2 | IDT 4a | Double Door Single Swing | 2110 | 1810 | FD60S |  | 119 | L20/439 | No |  | No | Painted Finish | Painted Finish |  |  |  |  | 09a | 3
Level 0 | PLA0112.D1 | IDT 1d | Single Door Single Swing | 2110 | 1010 | FD60S |  | 119 | L20/439 | No |  | No | Painted Finish | Painted Finish |  |  |  |  | 9 | 3
Level 0 | PLA0113.D1 | IDT 4a | Double Door Single Swing | 2110 | 1210 | FD60S |  | 119 | L20/439 | No |  | No | Painted Finish | Painted Finish |  |  |  |  | 09a | 3
Level 0 | PLA0113.D2 | IDT 4a | Double Door Single Swing | 2110 | 1210 | FD60S |  | 119 | L20/439 | No |  | No | Painted Finish | Painted Finish |  |  |  |  | 09a | 3
Level 0 | PLA0113.D3 | IDT 4a | Double Door Single Swing | 2110 | 1210 | FD60S |  | 119 | L20/439 | No |  | No | Painted Finish | Painted Finish |  |  |  |  | 09a | 3
Level 0 | PLA0114.D1 | IDT 4a | Double Door Single Swing | 2110 | 2318 | FD60S |  | 97 | L20/439 | No |  | No | Painted Finish | Painted Finish |  |  |  |  | 09a | 3
Level 0 | PLA0116.D1 | IDT 4a | Double Door Single Swing | 2110 | 1810 | FD60S |  | 97 | L20/439 | No |  | No | Painted Finish | Painted Finish |  |  |  |  | 09a | 3 | Reduced jamb architraves to one side
Level 0 | PLA0117.D1 | IDT 4a | Double Door Single Swing | 2110 | 1610 | FD60S |  | 119 | L20/439 | No |  | No | Painted Finish | Painted Finish |  |  |  |  | 09a | 3
Level 0 | PLA0117.D2 | IDT 4a | Double Door Single Swing | 2110 | 1610 | FD60S |  | 119 | L20/439 | No |  | No | Painted Finish | Painted Finish |  |  |  |  | 09a | 3
Level 0 | PLA0118.D1 | IDT 4a | Double Door Single Swing | 2110 | 1610 | FD60S |  | 119 | L20/439 | No |  | No | Painted Finish | Painted Finish |  |  |  |  | 09a | 3
Level 0 | PLA0119.D1 | IDT 4a | Double Door Single Swing | 2110 | 1610 | FD60S |  | 119 | L20/439 | No |  | No | Painted Finish | Painted Finish |  |  |  |  | 09a | 3
Level 0 | PLA0120.D1 | IDT 1d | Single Door Single Swing | 2110 | 1010 | FD60S |  | 119 | L20/439 | No |  | No | Painted Finish | Painted Finish |  |  |  |  | 9 | 3
Level 0 | PLA0121.D1 | IDT 4a | Double Door Single Swing | 2110 | 2318 | FD60S |  | 97 | L20/439 | No |  | No | Painted Finish | Painted Finish |  |  |  |  | 09a | 3
Level 0 | PLA0123.D1 | IDT 2d | Double Unequal Door Single Swing | 2110 | 1510 |  |  | 97 | L20/439 | No |  | No | Painted Finish | Painted Finish |  |  |  |  | 09c | 6 | Reduced jamb architraves to one side
Level 0 | PLA0124.D1 | IDT 4a | Double Door Single Swing | 2110 | 1810 | FD60S |  | 119 | L20/439 | No |  | No | Painted Finish | Painted Finish |  |  |  |  | 09a | 3
Level 0 | PLA0125.D1 | IDT 4a | Double Door Single Swing | 2110 | 1810 | FD60S |  | 119 | L20/439 | No |  | No | Painted Finish | Painted Finish |  |  |  |  | 09a | 3
Level 0 | PLA0126.D1 | IDT 1d | Single Door Single Swing | 2110 | 1010 | FD60S |  | 119 | L20/439 | No |  | No | Painted Finish | Painted Finish |  |  |  |  | 9 | 3
Level 0 | PLA0127.D1 | IDT 4a | Double Door Single Swing | 2110 | 1610 | FD60S |  | 119 | L20/439 | No |  | No | Painted Finish | Painted Finish |  |  |  |  | 09a | 3
Level 0 | PLA0130.D1 | IDT 1d | Single Door Single Swing | 2110 | 810 | FD60S |  | 97 | L20/439 | No |  | No | Painted Finish | Painted Finish |  |  |  |  | 9 | 3
Level 0 | PLA0202.D1 | IDT 1d | Single Door Single Swing | 2110 | 1010 | FD60S |  | 122 | L20/439 | No |  | No | Painted Finish | Painted Finish |  | Kick |  |  | 48 | 3 | Sealed for gas suppression system
Level 0 | PLA0202.D2 | IDT 3d | Double Door Single Swing | 2500 | 2318 | FD60S |  | 122 | L20/439 | No |  | No | Painted Finish | Painted Finish |  | Kick |  |  | 07b | 3 | Sealed for gas suppression system
Level 0 | PLA0203.D1 | IDT 1d | Single Door Single Swing | 2110 | 1010 | FD60S |  | 122 | L20/439 | No |  | No | Painted Finish | Painted Finish |  | Kick |  |  | 5 | 3 | Sealed for gas suppression system
Level 0 | PLA0203.D2 | IDT 3d | Double Door Single Swing | 2500 | 1810 | FD60S |  | 122 | L20/439 | No |  | No | Painted Finish | Painted Finish |  | Kick |  |  | 07b | 3 | Sealed for gas suppression system
Level 0 | PLA0204.D1 | IDT 1d | Single Door Single Swing | 2110 | 1010 | FD60S |  | 122 | L20/439 | No |  | No | Painted Finish | Painted Finish |  | Kick |  |  | 48 | 3 | Sealed for gas suppression system
Level 0 | PLA0204.D2 | IDT 3d | Double Door Single Swing | 2500 | 2318 | FD60S |  | 122 | L20/439 | No |  | No | Painted Finish | Painted Finish |  | Kick |  |  | 07b | 3 | Sealed for gas suppression system
Level 0 | PLA0205.D1 | IDT 1d | Single Door Single Swing | 1350 | 600 |  |  | 97 | L20/439 | No |  | No | Painted Finish | Painted Finish |  |  |  |  | 09b |  | In opening in concrete wall
Level 0 | PLA0206.D1 | IDT 3d | Double Door Single Swing | 2500 | 1810 | FD60S |  | 122 | L20/439 | No |  | No | Painted Finish | Painted Finish |  | Kick |  |  | 07b | 3 | Sealed for gas suppression system
Level 0 | PLA0207.D1 | IDT 2d | Double Unequal Door Single Swing | 2110 | 1710 | FD60S |  | 97 | L20/439 | No |  | No | Painted Finish | Painted Finish |  | Kick |  |  | 17 | 3 | Reduced jamb architraves to one side
Level 0 | PLA0207.D2 | IDT 1d | Single Door Single Swing | 2110 | 1010 |  |  | 97 | L20/439 | No |  | No | Painted Finish | Painted Finish |  | Kick |  |  | 06b | 6
Level 0 | PLA0208.D1 | IDT 1d | Single Door Single Swing | 2110 | 1010 | FD60S |  | 122 | L20/439 | No |  | No | Painted Finish | Painted Finish |  | Kick |  |  | 5 | 3 | Sealed for gas suppression system
Level 0 | PLA0208.D2 | IDT 3d | Double Door Single Swing | 2110 | 1810 | FD60S |  | 122 | L20/439 | No |  | No | Painted Finish | Painted Finish |  | Kick |  |  | 7 | 3 | Sealed for gas suppression system
Level 0 | PLA0209.D1 | IDT 4a | Double Door Single Swing | 2110 | 1810 | FD60S |  | 119 | L20/439 | No |  | No | Painted Finish | Painted Finish |  |  |  |  | 09a | 3
Level 0 | PLA0210.D1 | IDT 3d | Double Door Single Swing | 2110 | 1910 |  |  | 97 | L20/439 | No |  | No | Painted Finish | Painted Finish |  | Kick |  |  | 42 | 6
Level 0 | PLA0211.D1 | IDT 4a | Double Door Single Swing | 2110 | 1810 | FD60S |  | 119 | L20/439 | No |  | No | Painted Finish | Painted Finish |  |  |  |  | 09a | 3
Level 0 | PLA0212.D1 | IDT 4a | Double Door Single Swing | 2110 | 1610 | FD60S |  | 119 | L20/439 | No |  | No | Painted Finish | Painted Finish |  |  |  |  | 09a | 3
Level 0 | PLA0213.D1 | IDT 4a | Double Door Single Swing | 2110 | 2318 | FD60S |  | 97 | L20/439 | No |  | No | Painted Finish | Painted Finish |  |  |  |  | 09a | 3
Level 0 | PLA0215.D1 | IDT 4a | Double Door Single Swing | 2110 | 1610 | FD60S |  | 119 | L20/439 | No |  | No | Painted Finish | Painted Finish |  |  |  |  | 09a | 3
Level 0 | PLA0216.D1 | [19 empty] | Omitted
Level 0 | PLA0216.D2 | IDT 4a | Double Door Single Swing | 2110 | 1610 | FD60S |  | 119 | L20/439 | No |  | No | Painted Finish | Painted Finish |  |  |  |  | 09a | 3
Level 0 | PLA0217.D1 | IDT 4a | Double Door Single Swing | 2110 | 1810 | FD60S |  | 119 | L20/439 | No |  | No | Painted Finish | Painted Finish |  |  |  |  | 09a | 3
Level 0 | PLA0220.D1 | IDT 4a | Double Door Single Swing | 2110 | 2318 | FD60S |  | 97 | L20/439 | No |  | No | Painted Finish | Painted Finish |  |  |  |  | 09a | 3
Level 0 | PLA0221.D1 | IDT 4a | Double Door Single Swing | 2110 | 1410 | FD60S |  | 119 | L20/439 | No |  | No | Painted Finish | Painted Finish |  |  |  |  | 09a | 3
Level 0 | PLA0221.D2 | IDT 4a | Double Door Single Swing | 2110 | 1410 | FD60S |  | 119 | L20/439 | No |  | No | Painted Finish | Painted Finish |  |  |  |  | 09a | 3
Level 0 | PLA0221.D3 | IDT 4a | Double Door Single Swing | 2110 | 1410 | FD60S |  | 119 | L20/439 | No |  | No | Painted Finish | Painted Finish |  |  |  |  | 09a | 3
Level 0 | PLA0222.D1 | IDT 1d | Single Door Single Swing | 2110 | 1010 | FD60S |  | 119 | L20/439 | No |  | No | Painted Finish | Painted Finish |  |  |  |  | 9 | 3
Level 0 | PLA0225.D1 | IDT 4a | Double Door Single Swing | 2110 | 1810 | FD60S |  | 119 | L20/439 | No |  | No | Painted Finish | Painted Finish |  |  |  |  | 09a | 3
Level 0 | PLA0226.D1 | IDT 4a | Double Door Single Swing | 2110 | 1810 | FD60S |  | 97 | L20/439 | No |  | No | Painted Finish | Painted Finish |  |  |  |  | 09a | 3
Level 0 | PLA0301.D1 | IDT 4a | Double Door Single Swing | 2110 | 1610 | FD60S |  | 150 | L20/439 | No |  | No | Painted Finish | Painted Finish |  |  |  |  | 09a | 3
Level 0 | PLA0302.D1 | IDT 4a | Double Door Single Swing | 2110 | 2318 | FD60S |  | 97 | L20/439 | No |  | No | Painted Finish | Painted Finish |  |  |  |  | 09a | 3
Level 0 | PLA0305.D1 | IDT 1d | Single Door Single Swing | 1960 | 1060 | FD60S |  | 97 | L20/439 | No |  | No | Painted Finish | Painted Finish |  |  |  |  | 9 | 3 | Frame to extend around bottom of structural opening
Level 0 | PLA0306.D1 | IDT 4a | Double Door Single Swing | 2110 | 1310 | FD60S |  | 119 | L20/439 | No |  | No | Painted Finish | Painted Finish |  |  |  |  | 09a | 3
Level 0 | PLA0307.D1 | IDT 4a | Double Door Single Swing | 2110 | 2318 | FD60S |  | 119 | L20/439 | No |  | No | Painted Finish | Painted Finish |  |  |  |  | 09a | 3
Level 0 | PLA0308.D1 | IDT 1d | Single Door Single Swing | 2110 | 710 |  |  | 97 | L20/439 | No |  | No | Painted Finish | Painted Finish |  |  |  |  | 09b | 6
Level 0 | PLA0312.D1 | IDT 1d | Single Door Single Swing | 2110 | 710 |  |  | 122 | L20/439 | No |  | No | Painted Finish | Painted Finish |  |  |  |  | 9 | 6
Level 0 | PTH0C01.D1 | IDT 3b | Double Door Single Swing | 2110 | 1810 |  |  | 97 | L20/431 | Yes | Yes | No | Laminate | Painted Finish |  | Kick/Mid/Edge | Delayed Close |  | 11q | 6
Level 0 | PTH0C01.D2 | IDT 3b | Double Door Single Swing | 2110 | 1910 | FD60S |  | 97 | L20/431 | Yes | Yes | No | Laminate | Painted Finish |  | Kick/Mid/Edge | Delayed Close |  | 11fDA | 3
Level 0 | PTH0C02.D1 | IDT 3b | Double Door Single Swing | 2110 | 1910 | FD60S |  | 97 | L20/431 | Yes | Yes | No | Laminate | Painted Finish |  | Kick/Mid/Edge | Delayed Close |  | 11fDA | 3
Level 0 | PTH0C03.D2 | IDT 3b | Double Door Single Swing | 2110 | 1910 | FD30S |  | 97 | L20/431 | Yes | Yes | No | Laminate | Painted Finish |  | Kick/Mid/Edge | Delayed Close |  | 11fDA | 3
Level 0 | PTH0001.D1 | IDT 1c | Single Door Single Swing | 2110 | 1060 |  | 30dB | 97 | L20/431 | Yes |  | No | Laminate | Painted Finish | IBT-02 | Kick |  |  | 06b | 3
Level 0 | PTH0002.D1 | IDT 1b | Single Door Single Swing | 2110 | 1060 |  | 30dB | 97 | L20/431 | Yes |  | No | Laminate | Painted Finish |  | Kick |  |  | 06b | 3
Level 0 | PTH0003.D1 | IDT 1b | Single Door Single Swing | 2110 | 1060 |  | 30dB | 97 | L20/431 | Yes |  | No | Laminate | Painted Finish |  | Kick |  |  | 06b | 3
Level 0 | PTH0004.D1 | IDT 1b | Single Door Single Swing | 2110 | 1060 |  |  | 97 | L20/431 | Yes |  | No | Laminate | Painted Finish |  | Kick |  |  | 06b | 6
Level 0 | PTH0005.D1 | IDT 1b | Single Door Single Swing | 2110 | 1060 |  | 30dB | 97 | L20/431 | Yes |  | No | Laminate | Painted Finish |  | Kick |  |  | 06b | 3
Level 0 | PTH0006.D1 | IDT 1b | Single Door Single Swing | 2110 | 1060 |  | 30dB | 97 | L20/431 | Yes |  | No | Laminate | Painted Finish |  | Kick |  |  | 06b | 3
Level 0 | PTH0007.D1 | IDT 1d | Single Door Single Swing | 2110 | 810 |  |  | 97 | L20/431 | No |  | No | Laminate | Painted Finish |  | Kick |  |  | 03b | 6
Level | Door Number | Type | Operation | Height S/O (mm) | Width S/O (mm) | Fire Designation | Acoustic Rating | Wall Thickness (mm) | Spec Ref | Vision Panel | Access Control | Finger Protection | Leaf Finish | Frame Finish | Integral Blinds | Leaf Protection | Door Power | Radiation Protection | Ironmongery Set | Gap | Comments
Level 0 | PTH0008.D1 | IDT 1d | Single Door Single Swing | 2110 | 810 |  |  | 97 | L20/431 | No |  | No | Laminate | Painted Finish |  | Kick |  |  | 03b | 6
Level 0 | PTH0009.D1 | IDT 1d | Single Door Single Swing | 2110 | 810 |  |  | 97 | L20/431 | No |  | No | Laminate | Painted Finish |  | Kick |  |  | 03b | 6
Level 0 | PTH0010.D1 | IDT 1d | Single Door Single Swing | 2110 | 810 |  |  | 97 | L20/431 | No |  | No | Laminate | Painted Finish |  | Kick |  |  | 03b | 6
Level 0 | PTH0011.D1 | IDT 1c | Single Door Single Swing | 2110 | 1060 |  | 30dB | 97 | L20/431 | Yes |  | No | Laminate | Painted Finish |  | Kick |  |  | 06b | 3
Level 0 | PTH0012.D1 | IDT 1c | Single Door Single Swing | 2110 | 1060 |  |  | 97 | L20/431 | Yes |  | No | Laminate | Painted Finish |  | Kick |  |  | 06b | 6
Level 0 | PTH0013.D1 | IDT 1c | Single Door Single Swing | 2110 | 1060 |  |  | 97 | L20/431 | Yes |  | No | Laminate | Painted Finish |  | Kick |  |  | 06b | 6
Level 0 | PTH0015.D1 | [19 empty] | Secure door by category 3 lab specialist
Level 0 | PTH0016.D1 | IDT 1d | Single Door Single Swing | 2110 | 1060 |  |  | 181 | L20/512 | No | Yes | No | Powdercoated | Powdercoated |  |  |  |  | 47 | 6 | SR3 standardenhanced secuirity. Interlink to PTH0015.D1 to prevent both doors being
Level 0 | PTH0017.D1 | IDT 1c | Single Door Single Swing | 2110 | 1060 |  | 30dB | 97 | L20/431 | Yes |  | No | Laminate | Painted Finish |  | Kick |  |  | 06b | 3
Level 0 | PTH0018.D1 | IDT 1c | Single Door Single Swing | 2110 | 1060 |  |  | 97 | L20/431 | Yes |  | No | Laminate | Painted Finish |  | Kick |  |  | 06b | 6
Level 0 | PTH0019.D1 | IDT 1c | Single Door Single Swing | 2110 | 1060 |  |  | 97 | L20/431 | Yes |  | No | Laminate | Painted Finish |  | Kick |  |  | 06b | 6
Level 0 | PTH0020.D1 | IDT 1d | Single Door Single Swing | 2110 | 1060 |  |  | 97 | L20/431 | No |  | No | Laminate | Painted Finish |  | Kick |  |  | 03b | 6
Level 0 | PTH0021.D1 | IDT 2d | Double Unequal Door Single Swing | 2110 | 1510 | FD30S |  | 97 | L20/431 | No |  | No | Laminate | PVC Wrapped |  | Half Height/Edge | Delayed Close |  | 17c | 3
Level 0 | PTH0022.D1 | IDT 1c | Single Door Single Swing | 2110 | 1060 |  |  | 97 | L20/431 | Yes |  | No | Laminate | Painted Finish |  | Kick |  |  | 06b | 6
Level 0 | PTH0023.D1 | IDT 2b | Double Unequal Door Single Swing | 2110 | 1510 |  | 30dB | 97 | L20/431 | Yes |  | No | Laminate | PVC Wrapped |  | Half Height/Edge |  |  | 17g | 3
Level 0 | PTH0025.D1 | IDT 1b | Single Door Single Swing | 2110 | 1060 |  | 30dB | 97 | L20/431 | Yes |  | No | Laminate | Painted Finish |  | Kick |  |  | 06b | 3
Level 0 | PTH0026.D1 | IDT 1b | Single Door Single Swing | 2110 | 1060 |  |  | 97 | L20/431 | Yes |  | No | Laminate | Painted Finish |  | Kick |  |  | 06b | 6
Level 0 | PTH0027.D1 | IDT 1d | Single Door Single Swing | 2110 | 1060 |  |  | 97 | L20/431 | No |  | No | Laminate | Painted Finish |  | Kick |  |  | 16 | 6
Level 0 | PTH0028.D1 | IDT 1b | Single Door Single Swing | 2110 | 1060 |  | 30dB | 97 | L20/431 | Yes |  | No | Laminate | Painted Finish |  | Kick |  |  | 06b | 3
Level 0 | PTH0029.D1 | IDT 1b | Single Door Single Swing | 2110 | 1060 |  | 30dB | 97 | L20/431 | Yes |  | No | Laminate | Painted Finish |  | Kick |  |  | 06b | 3
Level 0 | PTH0030.D1 | IDT 2d | Double Unequal Door Single Swing | 2110 | 1510 |  | 30dB | 97 | L20/431 | No |  | No | Laminate | Painted Finish |  | Kick |  |  | 17b | 3
Level 0 | PTH0031.D1 | IDT 1c | Single Door Single Swing | 2110 | 1060 |  |  | 97 | L20/431 | Yes |  | No | Laminate | Painted Finish |  | Kick |  |  | 06b | 6
Level 0 | PTH0032.D1 | IDT 1b | Single Door Single Swing | 2110 | 1060 |  | 30dB | 97 | L20/431 | Yes |  | No | Laminate | Painted Finish |  | Kick |  |  | 06b | 3
Level 0 | PTH0033.D1 | IDT 1b | Single Door Single Swing | 2110 | 1060 |  |  | 97 | L20/431 | Yes |  | No | Laminate | Painted Finish |  | Kick |  |  | 06b | 6
Level 0 | PTH0034.D1 | IDT 1d | Single Door Single Swing | 2110 | 1060 |  |  | 97 | L20/431 | No |  | No | Laminate | Painted Finish |  | Kick |  |  | 16 | 16 | 10mm ramped threshold
Level 0 | PTH0035.D1 | IDT 2d | Double Unequal Door Single Swing | 2110 | 1510 |  |  | 97 | L20/431 | No |  | No | Laminate | Painted Finish |  | Kick |  |  | 17b | 6
Level 0 | PTH0037.D1 | IDT 2b | Double Unequal Door Single Swing | 2110 | 1510 |  |  | 97 | L20/431 | Yes | Yes | No | Laminate | Painted Finish |  | Kick |  |  | 08b | 6
Level 0 | PTH0037.D2 | IDT 1b | Single Door Single Swing | 2110 | 1060 |  |  | 97 | L20/431 | Yes | Yes | No | Laminate | Painted Finish |  | Kick |  |  | 04b | 6
Level 0 | PTH0038.D1 | IDT 2d | Double Unequal Door Single Swing | 2110 | 1510 |  | 30dB | 97 | L20/431 | No |  | No | Laminate | Painted Finish |  | Kick |  |  | 17b | 6
Level 0 | PTH0038.D2 | IDT 2d | Double Unequal Door Single Swing | 2110 | 1510 |  | 30dB | 97 | L20/431 | No | Yes | No | Laminate | Painted Finish |  | Kick |  |  | 08k | 6
Level 0 | PTH0039.D1 | IDT 1b | Single Door Single Swing | 2110 | 1060 |  |  | 97 | L20/431 | Yes | Yes | No | Laminate | Painted Finish |  | Kick |  |  | 04b | 6
Level 0 | PTH0040.D1 | IDT 1b | Single Door Single Swing | 2110 | 1060 |  | 30dB | 97 | L20/431 | Yes |  | No | Laminate | Painted Finish |  | Kick |  |  | 06b | 3
Level 0 | PTH0042.D1 | [19 empty] | Cold Room doors specified and supplied by specialist
Level 0 | PTH0043.D1 | [19 empty] | Cold Room doors specified and supplied by specialist
Level 0 | SFM0003.D1 | IDT 1c | Single Door Single Swing | 2110 | 1060 |  | 30dB | 97 | L20/431 | Yes |  | No | Laminate | Painted Finish |  | Kick |  |  | 06b | 3
Level 0 | SFM0005.D1 | IDT 3c | Double Door Single Swing | 2110 | 1910 | FD30S |  | 97 | L20/431 | Yes | Yes | No | Laminate | Painted Finish |  | Kick | Automatic Opening |  | 24a | 3
Level 0 | SFM0007.D1 | IDT 2d | Double Unequal Door Single Swing | 2110 | 1510 | FD30S |  | 97 | L20/431 | No |  | No | Laminate | Painted Finish |  | Kick/Mid/Edge | Delayed Close |  | 17e | 3
Level 0 | SFM0008.D1 | IDT 2d | Double Unequal Door Single Swing | 2110 | 1510 |  |  | 97 | L20/431 | No |  | No | Laminate | Painted Finish |  | Kick |  |  | 17 | 6
Level 0 | SFM0009.D1 | IDT 3d | Double Door Single Swing | 2110 | 1910 | FD30S |  | 97 | L20/431 | No |  | No | Laminate | Painted Finish |  | Kick |  |  | 7 | 3
Level 0 | SFM0010.D1 | IDT 3d | Double Door Single Swing | 2110 | 1910 |  |  | 97 | L20/431 | No |  | No | Laminate | Painted Finish |  | Kick |  |  | 42 | 6
Level 0 | SFM0010.D2 | IDT 3d | Double Door Single Swing | 2110 | 1910 |  |  | 97 | L20/431 | No |  | No | Laminate | Painted Finish |  | Kick |  |  | 42 | 6
Level 0 | SFM0011.D1 | IDT 2d | Double Unequal Door Single Swing | 2110 | 1510 |  |  | 97 | L20/431 | No |  | No | Laminate | Painted Finish |  | Kick |  |  | 17b | 6
Level 0 | SFM0012.D1 | IDT 2d | Double Unequal Door Single Swing | 2110 | 1510 |  |  | 97 | L20/431 | No |  | No | Laminate | Painted Finish |  | Kick |  |  | 17b | 6
Level 0 | SFM0013.D1 | IDT 2d | Double Unequal Door Single Swing | 2110 | 1510 |  |  | 97 | L20/431 | No |  | No | Laminate | Painted Finish |  | Kick |  |  | 17b | 6
Level 0 | SFM0014.D1 | IDT 1d | Single Door Single Swing | 2110 | 1060 |  |  | 97 | L20/431 | No |  | No | Laminate | Painted Finish |  | Kick |  |  | 06b | 6
Level 0 | SFM0015.D1 | IDT 1c | Single Door Single Swing | 2110 | 1010 |  |  | 97 | L20/431 | Yes |  | No | Laminate | Painted Finish |  | Kick |  |  | 06b | 6
Level 0 | SFM0101.D1 | IDT 1d | Single Door Single Swing | 2110 | 1060 | FD30S |  | 97 | L20/431 | No |  | No | Laminate | Painted Finish |  | Kick | Delayed Close |  | 03dDA | 3
Level 0 | SFM0102.D1 | IDT 1d | Single Door Single Swing | 2110 | 710 |  |  | 97 | L20/431 | No |  | No | Laminate | Painted Finish |  | Kick |  |  | 03b | 20
Level 0 | SFM0102.D2 | IDT 1d | Single Door Single Swing | 2110 | 710 |  |  | 97 | L20/431 | No |  | No | Laminate | Painted Finish |  | Kick |  |  | 03b | 20
Level 0 | SFM0103.D1 | IDT 1d | Single Door Single Swing | 2110 | 710 |  |  | 97 | L20/431 | No |  | No | Laminate | Painted Finish |  | Kick |  |  | 03b | 20
Level 0 | SFM0103.D2 | IDT 1d | Single Door Single Swing | 2110 | 710 |  |  | 97 | L20/431 | No |  | No | Laminate | Painted Finish |  | Kick |  |  | 03b | 20
Level 0 | SFM0103.D3 | IDT 1d | Single Door Single Swing | 2110 | 710 |  |  | 97 | L20/431 | No |  | No | Laminate | Painted Finish |  | Kick |  |  | 03b | 20
Level 0 | SFM0103.D4 | IDT 1d | Single Door Single Swing | 2110 | 710 |  |  | 97 | L20/431 | No |  | No | Laminate | Painted Finish |  | Kick |  |  | 03b | 20
Level 0 | SFM0109.D1 | IDT 1d | Single Door Single Swing | 2110 | 810 |  |  | 97 | L20/431 | No |  | No | Laminate | Painted Finish |  | Kick |  |  | 03b | 20
Level 0 | SFM0110.D1 | IDT 1d | Single Door Single Swing | 2110 | 810 |  |  | 97 | L20/431 | No |  | No | Laminate | Painted Finish |  | Kick |  |  | 03b | 20
Level 0 | SFM0112.D1 | IDT 1d | Single Door Single Swing | 2110 | 810 |  |  | 97 | L20/431 | No |  | No | Laminate | Painted Finish |  | Kick |  |  | 03b | 20
Level 0 | SFM0115.D1 | IDT 1d | Single Door Single Swing | 2110 | 1060 |  |  | 97 | L20/431 | No |  | No | Laminate | Painted Finish |  | Kick |  |  | 05d | 6
Level 0 | SFM0121.D1 | IDT 1d | Single Door Single Swing | 2110 | 810 |  |  | 97 | L20/431 | No |  | No | Laminate | Painted Finish |  | Kick |  |  | 03b | 20
Level 0 | SFM0122.D1 | IDT 1d | Single Door Single Swing | 2110 | 810 |  |  | 97 | L20/431 | No |  | No | Laminate | Painted Finish |  | Kick |  |  | 03b | 20
Level 0 | SFM0123.D1 | IDT 1d | Single Door Single Swing | 2110 | 810 |  |  | 97 | L20/431 | No |  | No | Laminate | Painted Finish |  | Kick |  |  | 03b | 20
Level 0 | SFM0126.D1 | IDT 1d | Single Door Single Swing | 2110 | 1060 |  |  | 97 | L20/431 | No |  | No | Laminate | Painted Finish |  | Kick |  |  | 05d | 6
Level 0 | SFM0129.D1 | IDT 1d | Single Door Single Swing | 2110 | 1060 |  |  | 97 | L20/431 | No |  | No | Laminate | Painted Finish |  | Kick |  |  | 05a | 6
Level 0 | XXX0201.D1 | IDT 3d | Double Door Single Swing | 2110 | 1910 |  |  | 97 | L20/439 | No |  | No | Painted Finish | Painted Finish |  | Kick |  |  | 42 | 6
Level 1 | ADM1002.D1 | [7 empty] | L11/579 | [11 empty] | Part of Glazed Screen ADM1002.S1
Level 1 | ADM1003.D1 | [7 empty] | L11/579 | [11 empty] | Part of Glazed Screen ASM1003.S1
Level 1 | ADM1004.D1 | [7 empty] | L11/579 | [11 empty] | Part of Glazed Screen ADM1004.S1
Level 1 | ADM1005.D1 | [7 empty] | L11/579 | [11 empty] | Part of Glazed Screen ADM1005.S1
Level 1 | ADM1006.D1 | [7 empty] | L11/579 | [11 empty] | Part of Glazed Screen ADM1006.S1
Level 1 | ADM1007.D1 | [7 empty] | L11/579 | [11 empty] | Part of Glazed Screen ADM1007.S1
Level 1 | ADM1008.D1 | [7 empty] | L11/579 | [11 empty] | Part of Glazed Screen ADM1008.S1
Level 1 | ADM1009.D1 | [7 empty] | L11/579 | [11 empty] | Part of Glazed Screen ADM1009.S1
Level 1 | ADM1010.D1 | [7 empty] | L11/579 | [11 empty] | Part of Glazed Screen ADM1010.S1
Level 1 | ADM1011.D1 | [7 empty] | L11/579 | [11 empty] | Part of Glazed Screen ADM1011.S1
Level 1 | ADM1012.D1 | [7 empty] | L11/579 | [11 empty] | Part of Glazed Screen ADM1012.S1
Level 1 | ADM1013.D1 | [7 empty] | L11/579 | [11 empty] | Part of Glazed Screen ADM1013.S1
Level 1 | ADM1014.D1 | IDT 2d | Double Unequal Door Single Swing | 2110 | 1510 | FD60S |  | 122 | L20/431 | No |  | No | Laminate | PVC Wrapped |  | Half Height/Edge | Delayed Close |  | 17c | 3
Level 1 | ADM1016.D1 | IDT 1b | Single Door Single Swing | 2110 | 1060 | FD60S |  | 97 | L20/431 | Yes | Yes | No | Laminate | Painted Finish |  | Kick |  |  | 33f | 3
Level 1 | ADM1017.D1 | IDT 1d | Single Door Single Swing | 2110 | 1060 |  |  | 97 | L20/431 | No |  | No | Laminate | Painted Finish |  | Kick | Delayed Close |  | 03DA | 6
Level 1 | ADM1018.D1 | IDT 1d | Single Door Single Swing | 2110 | 810 |  |  | 97 | L20/431 | No |  | No | Laminate | Painted Finish |  | Kick |  |  | 3 | 6
Level 1 | ADM1019.D1 | IDT 1d | Single Door Single Swing | 2110 | 810 |  |  | 97 | L20/431 | No |  | No | Laminate | Painted Finish |  | Kick |  |  | 3 | 6
Level 1 | ADM1020.D1 | IDT 1c | Single Door Single Swing | 2110 | 1060 |  |  | 97 | L20/431 | Yes |  | No | Laminate | Painted Finish |  | Kick |  |  | 06b | 6
Level 1 | ADM1030.D1 | IDT 1d | Single Door Single Swing | 2110 | 1060 | FD60S |  | 127 | L20/431 | No |  | No | Laminate | Painted Finish |  | Kick |  |  | 6 | 3
Level 1 | CAT1001.D1 | IDT 1c | Single Door Single Swing | 2110 | 1060 |  |  | 122 | L20/431 | Yes |  | No | Laminate | Painted Finish |  | Kick/Edge | Delayed Close |  | 05aDA* | 6
Level 1 | CAT1001.D2 | [7 empty] | L11/579 | [11 empty] | Part of Glazed Screen CAT1001.S1
Level 1 | CAT1003.D1 | IDT 1d | Single Door Single Swing | 2110 | 1060 | FD30S |  | 97 | L20/431 | No |  | No | Laminate | Painted Finish |  | Kick | Delayed Close |  | 05DA | 3
Level 1 | CAT1003.D2 | IDT 1c | Single Door Single Swing | 2110 | 1060 | FD30S |  | 97 | L20/431 | Yes |  | No | Laminate | Painted Finish |  | Kick | Delayed Close |  | 05DA | 3
Level 1 | CAT1004.D1 | IDT 2d | Double Unequal Door Single Swing | 2110 | 1510 | FD60S |  | 122 | L20/431 | No |  | No | Laminate | PVC Wrapped |  | Half Height/ Edge | Delayed Close |  | 17c | 3
Level 1 | CAT1005.D1 | IDT 1c | Single Door Single Swing | 2110 | 1060 |  | 30dB | 122 | L20/431 | Yes |  | No | Laminate | Painted Finish |  | Kick |  |  | 06b | 3
Level 1 | CAT1006.D1 | IDT 1d | Single Door Single Swing | 2110 | 1060 | FD60S |  | 122 | L20/431 | No |  | No | Laminate | Painted Finish |  | Kick |  |  | 6 | 3
Level 1 | CAT1007.D1 | IDT 1c | Single Door Single Swing | 2110 | 1060 |  |  | 97 | L20/431 | Yes |  | No | Laminate | Painted Finish |  | Kick | Delayed Close |  | 05aDA | 6
Level 1 | CAT1008.D1 | IDT 1d | Single Door Single Swing | 2110 | 1060 |  |  | 122 | L20/431 | No |  | No | Laminate | Painted Finish |  | Kick |  |  | 06b | 6
Level 1 | CAT1009.D1 | [19 empty] | Cold Room doors specified and supplied b specialist
Level 1 | CAT1010.D1 | IDT 1d | Single Door Single Swing | 2110 | 1060 |  |  | 97 | L20/431 | No |  | No | Laminate | Painted Finish |  | Kick/Edge |  |  | 05a* | 6
Level 1 | CAT1010.D2 | IDT 1d | Single Door Single Swing | 2110 | 1060 |  |  | 97 | L20/431 | No |  | No | Laminate | Painted Finish |  | Kick/Edge |  |  | 05a* | 6
Level 1 | CAT1013.D1 | IDT 1d | Single Door Single Swing | 2110 | 1060 |  |  | 122 | L20/431 | No |  | No | Laminate | Painted Finish |  | Kick |  |  | 06b | 6
Level 1 | CAT1014.D1 | [19 empty] | Freezer Room doors specified and supplie by specialist
Level 1 | CAU1C01.D1 | IDT 3b | Double Door Single Swing | 2110 | 1910 | FD60S |  | 97 | L20/431 | Yes | Yes | Yes | Laminate | PVC Wrapped |  | Half Height/Edge | Automatic Opening |  | 24c | 3
Level 1 | CAU1C01.D2 | IDT 3b | Double Door Double Swing | 2110 | 1910 | FD30S |  | 97 | L20/431 | Yes |  | Yes | Laminate | Painted Finish |  | Kick/Edge | Delayed Close |  | 22FP | 3
Level 1 | CAU1001.D1 | IDT 3a | Double Door Single Swing | 2110 | 1910 |  |  | 97 | L20/431 | Yes |  | Yes | Laminate | Painted Finish |  | Kick |  |  | 21FP | 6
Level 1 | CAU1002.D1 | IDT 2b | Double Unequal Door Single Swing | 2110 | 1510 |  |  | 97 | L20/431 | Yes | Yes | Yes | Laminate | Painted Finish |  | Kick |  |  | 08FP | 6
Level 1 | CAU1003.D1 | IDT 1d | Single Door Single Swing | 2110 | 1060 |  |  | 97 | L20/431 | No |  | No | Laminate | Painted Finish |  | Kick |  |  | 06bFP | 6
Level 1 | CAU1004.D1 | IDT 1d | Single Door Single Swing | 2110 | 810 |  |  | 97 | L20/431 | No |  | Yes | Laminate | Painted Finish |  | Kick |  |  | 03FP | 6
Level 1 | CAU1005.D1 | IDT 1d | Single Door Single Swing | 2110 | 810 |  |  | 97 | L20/431 | No |  | Yes | Laminate | Painted Finish |  | Kick |  |  | 03FP | 6
Level 1 | CAU1006.D1 | IDT 1d | Single Door Single Swing | 2110 | 1060 |  |  | 97 | L20/431 | No |  | Yes | Laminate | Painted Finish |  | Kick | Delayed Close |  | 03DAFP | 6
Level 1 | CAU1007.D1 | IDT 1d | Single Door Single Swing | 2110 | 1060 |  |  | 97 | L20/431 | No |  | Yes | Laminate | Painted Finish |  | Kick |  |  | 03FP | 6
Level 1 | CAU1008.D1 | IDT 1d | Single Door Single Swing | 2110 | 1060 |  | 30dB | 97 | L20/431 | No |  | Yes | Laminate | Painted Finish |  | Kick |  |  | 06bFP | 3
Level 1 | CAU1009.D1 | IDT 1b | Single Door Single Swing | 2110 | 1060 |  | 35dB | 122 | L20/431 | Yes |  | Yes | Laminate | Painted Finish |  | Kick |  |  | 06bFP | 3
Level 1 | CAU1009.D2 | IDT 1b | Single Door Single Swing | 2110 | 1060 |  | 35dB | 97 | L20/431 | Yes | Yes | Yes | Laminate | Painted Finish |  | Kick |  |  | 33cFP | 3
Level 1 | CAU1009A.D1 | IDT 1d | Single Door Single Swing | 2110 | 1060 |  |  | 97 | L20/431 | No |  | Yes | Laminate | Painted Finish |  | Kick | Delayed Close |  | 03DAFP | 6
Level 1 | CAU1010.D1 | IDT 2e | Double Unequal Door Single Swing | 2110 | 1510 |  | 30dB | 97 | L20/431 | Yes |  | Yes | Laminate | Painted Finish | IBT 07 | Kick |  |  | 17bFP | 3
Level 1 | CAU1011.D1 | IDT 2e | Double Unequal Door Single Swing | 2110 | 1510 |  | 30dB | 97 | L20/431 | Yes |  | Yes | Laminate | Painted Finish | IBT 07 | Kick |  |  | 17bFP | 3
Level 1 | CAU1011.D2 | IDT 2e | Double Unequal Door Single Swing | 2110 | 1510 |  | 30dB | 97 | L20/431 | Yes |  | Yes | Laminate | Painted Finish | IBT 07 | Kick |  |  | 17bFP | 3
Level 1 | CAU1012.D1 | IDT 2d | Double Unequal Door Single Swing | 2110 | 1510 |  | 30dB | 97 | L20/431 | No |  | Yes | Laminate | Painted Finish |  | Kick |  |  | 17bFP | 3
Level 1 | CAU1013.D1 | IDT 2d | Double Unequal Door Single Swing | 2110 | 1510 |  | 30dB | 97 | L20/431 | No |  | Yes | Laminate | Painted Finish |  | Kick |  |  | 17bFP | 3
Level 1 | CAU1013A.D1 | IDT 1d | Single Door Single Swing | 2110 | 810 |  |  | 127 | L20/431 | No |  | Yes | Laminate | Painted Finish |  | Kick |  |  | 03gFP | 6
Level 1 | CAU1014.D1 | IDT 2d | Double Unequal Door Single Swing | 2110 | 1510 |  | 30dB | 97 | L20/431 | No |  | Yes | Laminate | Painted Finish |  | Kick |  |  | 17bFP | 3
Level 1 | CAU1014A.D1 | IDT 1d | Single Door Single Swing | 2110 | 810 |  |  | 97 | L20/431 | No |  | Yes | Laminate | Painted Finish |  | Kick |  |  | 03gFP | 6
Level 1 | CAU1015.D1 | IDT 2d | Double Unequal Door Single Swing | 2110 | 1510 |  | 30dB | 97 | L20/431 | No |  | Yes | Laminate | Painted Finish |  | Kick |  |  | 17bFP | 3
Level 1 | CAU1015A.D1 | IDT 1d | Single Door Single Swing | 2110 | 810 |  |  | 97 | L20/431 | No |  | Yes | Laminate | Painted Finish |  | Kick |  |  | 03gFP | 6
Level 1 | CAU1016.D1 | IDT 2d | Double Unequal Door Single Swing | 2110 | 1510 |  | 30dB | 97 | L20/431 | No |  | Yes | Laminate | Painted Finish |  | Kick |  |  | 17bFP | 3
Level 1 | CAU1016A.D1 | IDT 1d | Single Door Single Swing | 2110 | 810 |  |  | 97 | L20/431 | No |  | Yes | Laminate | Painted Finish |  | Kick |  |  | 03gFP | 6
Level 1 | CAU1021.D1 | IDT 2d | Double Unequal Door Single Swing | 2110 | 1510 |  | 30dB | 97 | L20/431 | No |  | Yes | Laminate | Painted Finish |  | Kick |  |  | 17bFP | 3
Level 1 | CAU1022.D1 | IDT 2d | Double Unequal Door Single Swing | 2110 | 1510 |  | 30dB | 97 | L20/431 | No |  | Yes | Laminate | Painted Finish |  | Kick |  |  | 17bFP | 3
Level 1 | CAU1022A.D1 | IDT 1d | Single Door Single Swing | 2110 | 810 |  |  | 97 | L20/431 | No |  | Yes | Laminate | Painted Finish |  | Kick |  |  | 03gFP | 6
Level 1 | CAU1023.D1 | IDT 2d | Double Unequal Door Single Swing | 2110 | 1510 |  | 30dB | 97 | L20/431 | No |  | Yes | Laminate | Painted Finish |  | Kick |  |  | 17bFP | 3
Level 1 | CAU1023A.D1 | IDT 1d | Single Door Single Swing | 2110 | 810 |  |  | 97 | L20/431 | No |  | Yes | Laminate | Painted Finish |  | Kick |  |  | 03gFP | 6
Level 1 | CAU1024.D1 | IDT 2d | Double Unequal Door Single Swing | 2110 | 1510 |  | 30dB | 97 | L20/431 | No |  | Yes | Laminate | Painted Finish |  | Kick |  |  | 17bFP | 3
Level 1 | CAU1025.D1 | IDT 2d | Double Unequal Door Single Swing | 2110 | 1510 |  | 30dB | 97 | L20/431 | No |  | Yes | Laminate | Painted Finish |  | Kick |  |  | 17bFP | 3
Level 1 | CAU1026.D1 | IDT 2d | Double Unequal Door Single Swing | 2110 | 1510 |  | 30dB | 97 | L20/431 | No |  | Yes | Laminate | Painted Finish |  | Kick |  |  | 17bFP | 3
Level 1 | CAU1027.D1 | IDT 3d | Double Door Single Swing | 2110 | 1910 |  |  | 97 | L20/431 | No |  | No | Laminate | Painted Finish |  | Kick |  |  | 42 | 6
Level 1 | CAU1028.D1 | IDT 1d | Single Door Single Swing | 2110 | 1060 |  |  | 97 | L20/431 | No |  | No | Laminate | Painted Finish |  | Kick |  |  | 06b | 6
Level 1 | CAU1032.D1 | IDT 1d | Single Door Single Swing | 2110 | 1060 |  |  | 97 | L20/431 | No |  | No | Laminate | Painted Finish |  | Kick |  |  | 06bFP | 6
Level 1 | CAU1033.D1 | [7 empty] | L20/433 | [11 empty] | Part of Glazed Screen CAU1033.S1
Level 1 | CAU1034.D1 | IDT 3d | Double Door Single Swing | 2110 | 1910 |  |  | 97 | L20/431 | No |  | No | Laminate | Painted Finish |  | Kick |  |  | 42 | 6
Level 1 | CAU1035.D1 | IDT 1d | Single Door Single Swing | 2110 | 1060 |  |  | 97 | L20/431 | No |  | No | Laminate | Painted Finish |  | Kick |  |  | 06b | 6
Level 1 | CAU1108.D1 | IDT 1d | Single Door Single Swing | 2110 | 810 |  |  | 97 | L20/431 | No |  | Yes | Laminate | Painted Finish |  | Kick |  |  | 03bFP | 6
Level 1 | CAU1110.D1 | IDT 1d | Single Door Single Swing | 2110 | 810 |  |  | 97 | L20/431 | No |  | Yes | Laminate | Painted Finish |  | Kick |  |  | 03bFP | 6
Level 1 | CIR1102.D1 | IDT 3b | Double Door Double Swing | 2110 | 1910 | FD30S |  | 97 | L20/431 | Yes |  | No | Laminate | PVC Wrapped |  | Half Height/Edge | Hold Open |  | 12f | 3 | Demountable
Level 1 | CIR1103.D1 | IDT 2b | Double Unequal Door Single Swing | 2110 | 1710 | FD60S |  | 97 | L20/431 | Yes |  | No | Laminate | Painted Finish |  | Kick |  |  | 17a | 3
Level 1 | CIR1104.D1 | IDT 3b | Double Door Double Swing | 2110 | 1910 | FD30S |  | 97 | L20/431 | Yes |  | No | Laminate | PVC Wrapped |  | Half Height/Edge | Hold Open |  | 12f | 3 | Demountable
Level 1 | CIR1105.D1 | IDT 3b | Double Door 180° Swing | 2110 | 1910 | FD60S |  | 97 | L20/431 | Yes |  | No | Laminate | Painted Finish |  | Kick | Hold Open |  | 31 | 3
Level 1 | CIR1106.D1 | IDT 3b | Double Door Double Swing | 2110 | 1910 | FD30S |  | 97 | L20/431 | Yes |  | No | Laminate | Painted Finish |  | Kick | Delayed Close |  | 22 | 3 | Demountable
Level 1 | CIR1107.D1 | IDT 3b | Double Door Single Swing | 2110 | 1910 |  |  | 97 | L20/431 | Yes | Yes | No | Laminate | PVC Wrapped |  | Half Height/Edge | Delayed Close |  | 11gDA | 6 | Reduced jamb architraves to one side
Level 1 | CIR1107.D2 | IDT 3b | Double Door Single Swing | 2110 | 1910 | FD30S |  | 97 | L20/431 | Yes |  | No | Laminate | PVC Wrapped |  | Half Height/Edge | Hold Open |  | 12d | 3 | Reduced jamb architraves to one side
Level 1 | CIR1108.D1 | IDT 3b | Double Door Single Swing | 2110 | 1910 | FD30S |  | 97 | L20/431 | Yes | Yes | No | Laminate | Painted Finish |  | Kick/Mid/Edge | Delayed Close |  | 11p | 3 | Reduced jamb architraves to one side
Level 1 | CIR1108.D2 | IDT 3b | Double Door Single Swing | 2110 | 1810 | FD30S |  | 97 | L20/431 | Yes |  | No | Laminate | Painted Finish |  | Kick/Mid/Edge | Hold Open |  | 12c | 3
Level 1 | CIR1109.D1 | IDT 3b | Double Door Double Swing | 2110 | 1910 | FD30S |  | 97 | L20/431 | Yes |  | No | Laminate | Painted Finish |  | Kick | Delayed Close |  | 22 | 3
Level 1 | CIR1110.D2 | IDT 3b | Double Door Single Swing | 2110 | 1910 | FD30S |  | 150 | L20/431 | Yes | Yes | No | Laminate | PVC Wrapped |  | Half Height/Edge | Delayed Close |  | 11gDA | 3 | Reduced jamb architraves to one side. 103mm frame depth
Level 1 | CIR1111.D1 | IDT 3b | Double Door Double Swing | 2110 | 1910 | FD30S |  | 97 | L20/431 | Yes |  | No | Laminate | Painted Finish |  | Kick | Delayed Close |  | 22 | 3
Level 1 | CIR1112.D1 | IDT 3b | Double Door Single Swing | 2110 | 1910 | FD30S |  | 97 | L20/431 | Yes |  | No | Laminate | Painted Finish |  | Kick/Mid/Edge | Delayed Close |  | 21gDA | 3 | Reduced jamb architraves to one side
Level 1 | CIR1113.D1 | IDT 3b | Double Door Single Swing | 2110 | 1910 | FD30S |  | 97 | L20/431 | Yes | Yes | No | Laminate | Painted Finish |  | Kick |  |  | 11d | 3
Level 1 | CIR1114.D1 | IDT 2d | Double Unequal Door Single Swing | 2110 | 1510 | FD30S |  | 97 | L20/439 | No |  | No | Painted Finish | Painted Finish |  |  |  |  | 09a | 3 | Reduced jamb architraves to one side
Level 1 | CIR1115.D1 | IDT 3b | Double Door Double Swing | 2110 | 1910 | FD30S |  | 97 | L20/431 | Yes |  | No | Laminate | Painted Finish |  | Kick/Edge | Hold Open |  | 12e* | 3
Level 1 | CIR1116.D1 | IDT 3b | Double Door 180° Swing | 2110 | 1910 | FD60S |  | 97 | L20/431 | Yes |  | No | Laminate | Painted Finish |  | Kick | Hold Open |  | 31 | 3
Level 1 | CIR1117.D1 | IDT 3b | Double Door Double Swing | 2110 | 1910 | FD30S |  | 97 | L20/431 | Yes |  | No | Laminate | Painted Finish |  | Kick | Hold Open |  | 12e | 3
Level 1 | CIR1118.D1 | IDT 3b | Double Door Single Swing | 2110 | 1910 |  |  | 97 | L20/431 | Yes | Yes | No | Laminate | Painted Finish |  | Kick/Mid/Edge | Delayed Close |  | 11hDA | 6 | Reduced jamb architraves to one side
Level 1 | CIR1118.D2 | IDT 3b | Double Door Single Swing | 2110 | 1910 | FD30S |  | 97 | L20/431 | Yes | Yes | No | Laminate | Painted Finish |  | Kick/Mid/Edge | Delayed Close |  | 11p | 3 | Reduced jamb architraves to one side
Level 1 | CIR1119.D1 | IDT 3b | Double Door Double Swing | 2110 | 1910 | FD30S |  | 97 | L20/431 | Yes |  | No | Laminate | Painted Finish |  | Kick/Edge | Hold Open |  | 12e | 3
Level 1 | CIR1120.D1 | IDT 3b | Double Door Double Swing | 2110 | 1710 | FD30S |  | 97 | L20/431 | Yes |  | No | Laminate | Painted Finish |  | Kick | Hold Open |  | 12e | 3
Level 1 | CIR1201.D1 | IDT 2b* | Double Unequal Door Single Swing | 2060 | 1424 | FD30S |  | 150 | L11/431 | Yes | Yes | No |  |  |  | Kick |  |  | 08f | 3 | Part of Glazed Screen CIR1201.S1
Level 1 | CIR1201.D2 | IDT 2b | Double Unequal Door Single Swing | 2110 | 1510 | FD30S |  | 97 | L20/431 | Yes |  | Yes | Laminate | Painted Finish |  | Kick |  |  | 17aFP | 3
Level 1 | CIR1202.D1 | IDT 3b | Double Door 180° Swing | 2110 | 1910 | FD30S |  | 97 | L20/431 | Yes | Yes | Yes | Laminate | Painted Finish |  | Half Height/Edge | Hold Open |  | 31 | 3
Level 1 | CIR1204.D1 | IDT 2b | Double Unequal Door Single Swing | 2110 | 1510 | FD60S |  | 97 | L20/431 | Yes |  | No | Laminate | Painted Finish |  | Kick |  |  | 17a | 3
Level 1 | CIR1205.D1 | IDT 2b* | Double Unequal Door Single Swing | 2060 | 1424 | FD30S |  | 150 | L11/431 | Yes |  | No |  |  |  | Kick |  |  | 17a | 3 | Part of Glazed Screen CIR1205.S1
Level 1 | CIR1301.D1 | IDT 3b | Double Door Double Swing | 2110 | 1710 | FD60S |  | 97 | L20/431 | Yes |  | No | Laminate | Painted Finish |  | Kick | Hold Open |  | 12e | 3
Level 1 | CLD1C01.D1 | IDT 3b | Double Door Double Swing | 2110 | 1910 | FD30S |  | 97 | L20/431 | Yes | Yes | Yes | Laminate | Painted Finish |  | Kick/Edge | Delayed Close |  | 11bFP | 3
Level 1 | CLD1C02.D2 | IDT 3b | Double Door Double Swing | 2110 | 1910 | FD30S |  | 97 | L20/431 | Yes |  | Yes | Laminate | Painted Finish |  | Kick/Edge | Hold Open |  | 12bFP | 3
Level 1 | CLD1C03.D1 | IDT 3b | Double Door Single Swing | 2110 | 1910 | FD30S |  | 97 | L20/431 | Yes |  | Yes | Laminate | Painted Finish |  | Kick/Edge | Hold Open |  | 12FP | 3
Level 1 | CLD1C04.D1 | IDT 3b | Double Door Single Swing | 2110 | 1910 | FD30S |  | 97 | L20/431 | Yes |  | Yes | Laminate | Painted Finish |  | Kick/Edge | Hold Open |  | 12FP | 3
Level 1 | CLD1C04.D2 | IDT 3b | Double Door Double Swing | 2110 | 1910 | FD30S |  | 97 | L20/431 | Yes |  | Yes | Laminate | Painted Finish |  | Kick/Edge | Hold Open |  | 12bFP | 3
Level 1 | CLD1C06.D1 | IDT 1b | Single Door Single Swing | 2110 | 1060 | FD30S |  | 97 | L20/431 | Yes | Yes | Yes | Laminate | Painted Finish |  | Kick |  |  | 33aFP | 3
Level 1 | CLD1C06.D2 | IDT 3b | Double Door Single Swing | 2110 | 1910 | FD30S |  | 97 | L20/431 | Yes | Yes | Yes | Laminate | Painted Finish |  | Kick/Edge | Delayed Close |  | 11u*FP | 3
Level 1 | CLD1C08.D1 | IDT 3b | Double Door Single Swing | 2110 | 1910 | FD30S |  | 97 | L20/431 | Yes | Yes | Yes | Laminate | Painted Finish |  | Kick/Edge | Delayed Close |  | 11u*FP | 3
Level 1 | CLD1C08.D2 | IDT 1b | Single Door Single Swing | 2110 | 1060 | FD30S |  | 97 | L20/431 | Yes | Yes | Yes | Laminate | Painted Finish |  | Kick |  |  | 33aFP | 3
Level 1 | CLD1C10.D2 | IDT 3b | Double Door Double Swing | 2110 | 1910 | FD30S |  | 97 | L20/431 | Yes |  | Yes | Laminate | Painted Finish |  | Kick/Edge | Hold Open |  | 12bFP | 3
Level 1 | CLD1C11.D1 | IDT 3b | Double Door Single Swing | 2110 | 1910 | FD30S |  | 97 | L20/431 | Yes |  | Yes | Laminate | Painted Finish |  | Kick/Edge | Hold Open |  | 12*FP | 3
Level 1 | CLD1C12.D1 | IDT 3b | Double Door Single Swing | 2110 | 1910 | FD30S |  | 97 | L20/431 | Yes |  | Yes | Laminate | Painted Finish |  | Kick/Edge | Hold Open |  | 12*FP | 3
Level 1 | CLD1C13.D1 | IDT 3b | Double Door Double Swing | 2110 | 1910 | FD30S |  | 97 | L20/431 | Yes | Yes | Yes | Laminate | Painted Finish |  | Kick/Edge | Delayed Close |  | 11bFP | 3
Level 1 | CLD1001.D1 | IDT 2a | Double Unequal Door Single Swing | 2110 | 1480 |  | 30dB | 97 | L20/431 | Yes |  | Yes | Laminate | Painted Finish | IBT 08 | Kick |  |  | 01FP | 3
Level 1 | CLD1001A.D1 | IDT 2d | Double Unequal Door Single Swing | 2110 | 1710 |  |  | 100 | L20/431 | No |  | Yes | Laminate | Painted Finish |  | Kick |  |  | 01FP | 25
Level 1 | CLD1002.D1 | IDT 2a | Double Unequal Door Single Swing | 2110 | 1480 |  | 30dB | 97 | L20/431 | Yes |  | Yes | Laminate | Painted Finish | IBT 08 | Kick |  |  | 01FP | 3
Level 1 | CLD1002A.D1 | IDT 2d | Double Unequal Door Single Swing | 2110 | 1710 |  |  | 100 | L20/431 | No |  | Yes | Laminate | Painted Finish |  | Kick |  |  | 01FP | 25
Level 1 | CLD1003.D1 | IDT 2a | Double Unequal Door Single Swing | 2110 | 1480 |  | 30dB | 97 | L20/431 | Yes |  | Yes | Laminate | Painted Finish | IBT 08 | Kick |  |  | 01FP | 3
Level 1 | CLD1003A.D1 | IDT 2d | Double Unequal Door Single Swing | 2110 | 1710 |  |  | 100 | L20/431 | No |  | Yes | Laminate | Painted Finish |  | Kick |  |  | 01FP | 25
Level 1 | CLD1004.D1 | IDT 2a | Double Unequal Door Single Swing | 2110 | 1480 |  | 30dB | 97 | L20/431 | Yes |  | Yes | Laminate | Painted Finish | IBT 08 | Kick |  |  | 01FP | 3
Level 1 | CLD1004A.D1 | IDT 2d | Double Unequal Door Single Swing | 2110 | 1710 |  |  | 100 | L20/431 | No |  | Yes | Laminate | Painted Finish |  | Kick |  |  | 01FP | 25
Level 1 | CLD1005.D1 | IDT 2a | Double Unequal Door Single Swing | 2110 | 1480 |  | 30dB | 97 | L20/431 | Yes |  | Yes | Laminate | Painted Finish | IBT 08 | Kick |  |  | 01FP | 3
Level 1 | CLD1005A.D1 | IDT 2d | Double Unequal Door Single Swing | 2110 | 1710 |  |  | 100 | L20/431 | No |  | Yes | Laminate | Painted Finish |  | Kick |  |  | 01FP | 25
Level 1 | CLD1006.D1 | IDT 2a | Double Unequal Door Single Swing | 2110 | 1480 |  | 30dB | 97 | L20/431 | Yes |  | Yes | Laminate | Painted Finish | IBT 08 | Kick |  |  | 01FP | 3
Level 1 | CLD1006A.D1 | IDT 2d | Double Unequal Door Single Swing | 2110 | 1710 |  |  | 100 | L20/431 | No |  | Yes | Laminate | Painted Finish |  | Kick |  |  | 01FP | 25
Level 1 | CLD1007.D1 | IDT 2a | Double Unequal Door Single Swing | 2110 | 1480 |  | 30dB | 97 | L20/431 | Yes |  | Yes | Laminate | Painted Finish | IBT 08 | Kick |  |  | 01FP | 3
Level 1 | CLD1007A.D1 | IDT 2d | Double Unequal Door Single Swing | 2110 | 1710 |  |  | 100 | L20/431 | No |  | Yes | Laminate | Painted Finish |  | Kick |  |  | 01FP | 25
Level 1 | CLD1008.D1 | IDT 2a | Double Unequal Door Single Swing | 2110 | 1480 |  | 30dB | 97 | L20/431 | Yes |  | Yes | Laminate | Painted Finish | IBT 08 | Kick |  |  | 01FP | 3
Level | Door Number | Type | Operation | Height S/O (mm) | Width S/O (mm) | Fire Designation | Acoustic Rating | Wall Thickness (mm) | Spec Ref | Vision Panel | Access Control | Finger Protection | Leaf Finish | Frame Finish | Integral Blinds | Leaf Protection | Door Power | Radiation Protection | Ironmongery Set | Gap | Comments
Level 1 | CLD1008A.D1 | IDT 2d | Double Unequal Door Single Swing | 2110 | 1710 |  |  | 100 | L20/431 | No |  | Yes | Laminate | Painted Finish |  | Kick |  |  | 01FP | 25
Level 1 | CLD1009.D1 | IDT 2a | Double Unequal Door Single Swing | 2110 | 1710 |  | 30dB | 97 | L20/431 | Yes |  | Yes | Laminate | Painted Finish | IBT 08 | Kick |  |  | 01FP | 3
Level 1 | CLD1009A.D1 | IDT 2d | Double Unequal Door Single Swing | 2110 | 1610 |  |  | 97 | L20/431 | No |  | Yes | Laminate | Painted Finish |  | Kick |  |  | 01FP | 25
Level 1 | CLD1010.D1 | IDT 2a | Double Unequal Door Single Swing | 2110 | 1480 |  | 30dB | 97 | L20/431 | Yes |  | Yes | Laminate | Painted Finish | IBT 08 | Kick |  |  | 01FP | 3
Level 1 | CLD1010A.D1 | IDT 2d | Double Unequal Door Single Swing | 2110 | 1710 |  |  | 100 | L20/431 | No |  | Yes | Laminate | Painted Finish |  | Kick |  |  | 01FP | 25
Level 1 | CLD1011.D1 | IDT 2a | Double Unequal Door Single Swing | 2110 | 1480 |  | 30dB | 97 | L20/431 | Yes |  | Yes | Laminate | Painted Finish | IBT 08 | Kick |  |  | 01FP | 3
Level 1 | CLD1011A.D1 | IDT 2d | Double Unequal Door Single Swing | 2110 | 1710 |  |  | 100 | L20/431 | No |  | Yes | Laminate | Painted Finish |  | Kick |  |  | 01FP | 25
Level 1 | CLD1012.D1 | IDT 2a | Double Unequal Door Single Swing | 2110 | 1480 |  | 30dB | 97 | L20/431 | Yes |  | Yes | Laminate | Painted Finish | IBT 08 | Kick |  |  | 01FP | 3
Level 1 | CLD1012A.D1 | IDT 2d | Double Unequal Door Single Swing | 2110 | 1710 |  |  | 100 | L20/431 | No |  | Yes | Laminate | Painted Finish |  | Kick |  |  | 01FP | 25
Level 1 | CLD1013.D1 | IDT 2a | Double Unequal Door Single Swing | 2110 | 1480 |  | 30dB | 97 | L20/431 | Yes |  | Yes | Laminate | Painted Finish | IBT 08 | Kick |  |  | 01FP | 3
Level 1 | CLD1013A.D1 | IDT 2d | Double Unequal Door Single Swing | 2110 | 1710 |  |  | 100 | L20/431 | No |  | Yes | Laminate | Painted Finish |  | Kick |  |  | 01FP | 25
Level 1 | CLD1014.D1 | IDT 2a | Double Unequal Door Single Swing | 2110 | 1480 |  | 30dB | 97 | L20/431 | Yes |  | Yes | Laminate | Painted Finish | IBT 08 | Kick |  |  | 01FP | 3
Level 1 | CLD1014A.D1 | IDT 2d | Double Unequal Door Single Swing | 2110 | 1710 |  |  | 100 | L20/431 | No |  | Yes | Laminate | Painted Finish |  | Kick |  |  | 01FP | 25
Level 1 | CLD1015.D1 | IDT 2a | Double Unequal Door Single Swing | 2110 | 1480 |  | 30dB | 97 | L20/431 | Yes |  | Yes | Laminate | Painted Finish | IBT 08 | Kick |  |  | 01FP | 3
Level 1 | CLD1015A.D1 | IDT 2d | Double Unequal Door Single Swing | 2110 | 1710 |  |  | 100 | L20/431 | No |  | Yes | Laminate | Painted Finish |  | Kick |  |  | 01FP | 25
Level 1 | CLD1016.D1 | IDT 2a | Double Unequal Door Single Swing | 2110 | 1480 |  | 30dB | 97 | L20/431 | Yes |  | Yes | Laminate | Painted Finish | IBT 08 | Kick |  |  | 01FP | 3
Level 1 | CLD1016A.D1 | IDT 2d | Double Unequal Door Single Swing | 2110 | 1710 |  |  | 100 | L20/431 | No |  | Yes | Laminate | Painted Finish |  | Kick |  |  | 01FP | 25
Level 1 | CLD1017.D1 | IDT 2a | Double Unequal Door Single Swing | 2110 | 1480 |  | 30dB | 97 | L20/431 | Yes |  | Yes | Laminate | Painted Finish | IBT 08 | Kick |  |  | 01FP | 3
Level 1 | CLD1017A.D1 | IDT 1d | Single Door Single Swing | 2110 | 810 |  |  | 97 | L20/431 | No |  | Yes | Laminate | Painted Finish |  | Kick |  |  | 03gFP | 25
Level 1 | CLD1018.D1 | IDT 2a | Double Unequal Door Single Swing | 2110 | 1480 |  | 30dB | 97 | L20/431 | Yes |  | Yes | Laminate | Painted Finish | IBT 08 | Kick |  |  | 01FP | 3
Level 1 | CLD1018A.D1 | IDT 1d | Single Door Single Swing | 2110 | 810 |  |  | 97 | L20/431 | No |  | Yes | Laminate | Painted Finish |  | Kick |  |  | 03gFP | 25
Level 1 | CLD1019.D1 | IDT 2a | Double Unequal Door Single Swing | 2110 | 1480 |  | 30dB | 97 | L20/431 | Yes |  | Yes | Laminate | Painted Finish | IBT 08 | Kick |  |  | 01FP | 3
Level 1 | CLD1019A.D1 | IDT 1d | Single Door Single Swing | 2110 | 810 |  |  | 97 | L20/431 | No |  | Yes | Laminate | Painted Finish |  | Kick |  |  | 03gFP | 25
Level 1 | CLD1020.D1 | IDT 2a | Double Unequal Door Single Swing | 2110 | 1480 |  | 30dB | 97 | L20/431 | Yes |  | Yes | Laminate | Painted Finish | IBT 08 | Kick |  |  | 01FP | 3
Level 1 | CLD1020A.D1 | IDT 1d | Single Door Single Swing | 2110 | 810 |  |  | 97 | L20/431 | No |  | Yes | Laminate | Painted Finish |  | Kick |  |  | 03gFP | 25
Level 1 | CLD1021.D1 | IDT 2a | Double Unequal Door Single Swing | 2110 | 1480 |  | 30dB | 97 | L20/431 | Yes |  | Yes | Laminate | Painted Finish | IBT 08 | Kick |  |  | 01FP | 3
Level 1 | CLD1021A.D1 | IDT 1d | Single Door Single Swing | 2110 | 810 |  |  | 97 | L20/431 | No |  | Yes | Laminate | Painted Finish |  | Kick |  |  | 03gFP | 25
Level 1 | CLD1022.D1 | [7 empty] | L11/579 | [11 empty] | Part of Glazed Screen CLD1022.S1
Level 1 | CLD1022A.D1 | IDT 1d | Single Door Single Swing | 2110 | 810 |  |  | 97 | L20/431 | No |  | Yes | Laminate | Painted Finish |  | Kick |  |  | 03gFP | 25
Level 1 | CLD1023.D1 | [7 empty] | L11/579 | [11 empty] | Part of Glazed Screen CLD1023.S1
Level 1 | CLD1023A.D1 | IDT 1d | Single Door Single Swing | 2110 | 810 |  |  | 97 | L20/431 | No |  | Yes | Laminate | Painted Finish |  | Kick |  |  | 03gFP | 25
Level 1 | CLD1024.D1 | IDT 2a | Double Unequal Door Single Swing | 2110 | 1480 |  | 30dB | 97 | L20/431 | Yes |  | Yes | Laminate | Painted Finish | IBT 08 | Kick |  |  | 01FP | 3
Level 1 | CLD1024A.D1 | IDT 1d | Single Door Single Swing | 2110 | 810 |  |  | 97 | L20/431 | No |  | Yes | Laminate | Painted Finish |  | Kick |  |  | 03gFP | 25
Level 1 | CLD1025.D1 | IDT 2a | Double Unequal Door Single Swing | 2110 | 1480 |  | 30dB | 97 | L20/431 | Yes |  | Yes | Laminate | Painted Finish | IBT 08 | Kick |  |  | 01FP | 3
Level 1 | CLD1025A.D1 | IDT 2d | Double Unequal Door Single Swing | 2110 | 1710 |  |  | 97 | L20/431 | No |  | Yes | Laminate | Painted Finish |  | Kick |  |  | 01FP | 25
Level 1 | CLD1026.D1 | IDT 2a | Double Unequal Door Single Swing | 2110 | 1480 |  | 30dB | 97 | L20/431 | Yes |  | Yes | Laminate | Painted Finish | IBT 08 | Kick |  |  | 01FP | 3
Level 1 | CLD1026A.D1 | IDT 2d | Double Unequal Door Single Swing | 2110 | 1710 |  |  | 100 | L20/431 | No |  | Yes | Laminate | Painted Finish |  | Kick |  |  | 01FP | 25
Level 1 | CLD1027.D1 | IDT 2a | Double Unequal Door Single Swing | 2110 | 1480 |  | 30dB | 97 | L20/431 | Yes |  | Yes | Laminate | Painted Finish | IBT 08 | Kick |  |  | 01FP | 3
Level 1 | CLD1027A.D1 | IDT 2d | Double Unequal Door Single Swing | 2110 | 1710 |  |  | 100 | L20/431 | No |  | Yes | Laminate | Painted Finish |  | Kick |  |  | 01FP | 25
Level 1 | CLD1028.D1 | IDT 2a | Double Unequal Door Single Swing | 2110 | 1480 |  | 30dB | 97 | L20/431 | Yes |  | Yes | Laminate | Painted Finish | IBT 08 | Kick |  |  | 01FP | 3
Level 1 | CLD1028A.D1 | IDT 2d | Double Unequal Door Single Swing | 2110 | 1710 |  |  | 100 | L20/431 | No |  | Yes | Laminate | Painted Finish |  | Kick |  |  | 01FP | 25
Level 1 | CLD1029.D1 | IDT 2a | Double Unequal Door Single Swing | 2110 | 1480 |  | 30dB | 97 | L20/431 | Yes |  | Yes | Laminate | Painted Finish | IBT 08 | Kick |  |  | 01FP | 3
Level 1 | CLD1029A.D1 | IDT 2d | Double Unequal Door Single Swing | 2110 | 1710 |  |  | 100 | L20/431 | No |  | Yes | Laminate | Painted Finish |  | Kick |  |  | 01FP | 25
Level 1 | CLD1030.D1 | IDT 2a | Double Unequal Door Single Swing | 2110 | 1480 |  | 30dB | 97 | L20/431 | Yes |  | Yes | Laminate | Painted Finish | IBT 08 | Kick |  |  | 01FP | 3
Level 1 | CLD1030A.D1 | IDT 2d | Double Unequal Door Single Swing | 2110 | 1710 |  |  | 100 | L20/431 | No |  | Yes | Laminate | Painted Finish |  | Kick |  |  | 01FP | 25
Level 1 | CLD1031.D1 | IDT 2a | Double Unequal Door Single Swing | 2110 | 1480 |  | 30dB | 97 | L20/431 | Yes |  | Yes | Laminate | Painted Finish | IBT 08 | Kick |  |  | 01FP | 3
Level 1 | CLD1031A.D1 | IDT 2d | Double Unequal Door Single Swing | 2110 | 1710 |  |  | 100 | L20/431 | No |  | Yes | Laminate | Painted Finish |  | Kick |  |  | 01FP | 25
Level 1 | CLD1032.D1 | IDT 2a | Double Unequal Door Single Swing | 2110 | 1480 |  | 30dB | 97 | L20/431 | Yes |  | Yes | Laminate | Painted Finish | IBT 08 | Kick |  |  | 01FP | 3
Level 1 | CLD1032A.D1 | IDT 2d | Double Unequal Door Single Swing | 2110 | 1710 |  |  | 97 | L20/431 | No |  | Yes | Laminate | Painted Finish |  | Kick |  |  | 01FP | 25
Level 1 | CLD1033.D1 | IDT 11a | Double Unequal Door Opposing Swing | 2110 | 1710 |  | 30dB | 97 | L20/431 | Yes |  | Yes | Laminate | Painted Finish | IBT 08 | Kick | Delayed Close | TBC | 29DAFP | 3
Level 1 | CLD1033A.D1 | IDT 2d | Double Unequal Door Single Swing | 2110 | 1710 |  |  | 100 | L20/431 | No |  | Yes | Laminate | Painted Finish |  | Kick |  |  | 01FP | 6 | 450mm x 450mm aperture for door transfer grill
Level 1 | CLD1033B.D1 | IDT 11a | Double Unequal Door Opposing Swing | 2110 | 1710 | FD30S |  | 97 | L20/431 | Yes |  | Yes | Laminate | Painted Finish |  | Kick | Delayed Close | TBC | 29aDAFP | 3
Level 1 | CLD1034.D1 | IDT 2a | Double Unequal Door Single Swing | 2110 | 1480 |  | 30dB | 97 | L20/431 | Yes |  | Yes | Laminate | Painted Finish | IBT 08 | Kick |  |  | 01FP | 3
Level 1 | CLD1034A.D1 | IDT 2d | Double Unequal Door Single Swing | 2110 | 1710 |  |  | 100 | L20/431 | No |  | Yes | Laminate | Painted Finish |  | Kick |  |  | 01FP | 25
Level 1 | CLD1035.D1 | IDT 2a | Double Unequal Door Single Swing | 2110 | 1480 |  | 30dB | 97 | L20/431 | Yes |  | Yes | Laminate | Painted Finish | IBT 08 | Kick |  |  | 01FP | 3
Level 1 | CLD1035A.D1 | IDT 2d | Double Unequal Door Single Swing | 2110 | 1710 |  |  | 100 | L20/431 | No |  | Yes | Laminate | Painted Finish |  | Kick |  |  | 01FP | 25
Level 1 | CLD1036.D1 | IDT 2a | Double Unequal Door Single Swing | 2110 | 1480 |  | 30dB | 97 | L20/431 | Yes |  | Yes | Laminate | Painted Finish | IBT 08 | Kick |  |  | 01FP | 3
Level 1 | CLD1036A.D1 | IDT 2d | Double Unequal Door Single Swing | 2110 | 1710 |  |  | 100 | L20/431 | No |  | Yes | Laminate | Painted Finish |  | Kick |  |  | 01FP | 25
Level 1 | CLD1037.D1 | IDT 2a | Double Unequal Door Single Swing | 2110 | 1480 |  | 30dB | 97 | L20/431 | Yes |  | Yes | Laminate | Painted Finish | IBT 08 | Kick |  |  | 01FP | 3
Level 1 | CLD1037A.D1 | IDT 2d | Double Unequal Door Single Swing | 2110 | 1710 |  |  | 100 | L20/431 | No |  | Yes | Laminate | Painted Finish |  | Kick |  |  | 01FP | 25
Level 1 | CLD1038.D1 | IDT 2a | Double Unequal Door Single Swing | 2110 | 1480 |  | 30dB | 97 | L20/431 | Yes |  | Yes | Laminate | Painted Finish | IBT 08 | Kick |  |  | 01FP | 3
Level 1 | CLD1038A.D1 | IDT 2d | Double Unequal Door Single Swing | 2110 | 1710 |  |  | 100 | L20/431 | No |  | Yes | Laminate | Painted Finish |  | Kick |  |  | 01FP | 25
Level 1 | CLD1039.D1 | IDT 2a | Double Unequal Door Single Swing | 2110 | 1480 |  | 30dB | 97 | L20/431 | Yes |  | Yes | Laminate | Painted Finish | IBT 08 | Kick |  |  | 01FP | 3
Level 1 | CLD1039A.D1 | IDT 2d | Double Unequal Door Single Swing | 2110 | 1710 |  |  | 100 | L20/431 | No |  | Yes | Laminate | Painted Finish |  | Kick |  |  | 01FP | 25
Level 1 | CLD1040.D1 | IDT 2a | Double Unequal Door Single Swing | 2110 | 1480 |  | 30dB | 97 | L20/431 | Yes |  | Yes | Laminate | Painted Finish | IBT 08 | Kick |  |  | 01FP | 3
Level 1 | CLD1040A.D1 | IDT 2d | Double Unequal Door Single Swing | 2110 | 1710 |  |  | 100 | L20/431 | No |  | Yes | Laminate | Painted Finish |  | Kick |  |  | 01FP | 25
Level 1 | CLD1041.D1 | IDT 2a | Double Unequal Door Single Swing | 2110 | 1710 |  | 30dB | 97 | L20/431 | Yes |  | Yes | Laminate | Painted Finish | IBT 08 | Kick |  |  | 01FP | 3
Level 1 | CLD1041A.D1 | IDT 2d | Double Unequal Door Single Swing | 2110 | 1610 |  |  | 97 | L20/431 | No |  | Yes | Laminate | Painted Finish |  | Kick |  |  | 01FP | 25 | Trim down architrave as required
Level 1 | CLD1042.D1 | IDT 2a | Double Unequal Door Single Swing | 2110 | 1480 |  | 30dB | 97 | L20/431 | Yes |  | Yes | Laminate | Painted Finish | IBT 08 | Kick |  |  | 01FP | 3
Level 1 | CLD1042A.D1 | IDT 2d | Double Unequal Door Single Swing | 2110 | 1710 |  |  | 100 | L20/431 | No |  | Yes | Laminate | Painted Finish |  | Kick |  |  | 01FP | 25
Level 1 | CLD1043.D1 | IDT 2a | Double Unequal Door Single Swing | 2110 | 1480 |  | 30dB | 97 | L20/431 | Yes |  | Yes | Laminate | Painted Finish | IBT 08 | Kick |  |  | 01FP | 3
Level 1 | CLD1043A.D1 | IDT 2d | Double Unequal Door Single Swing | 2110 | 1710 |  |  | 100 | L20/431 | No |  | Yes | Laminate | Painted Finish |  | Kick |  |  | 01FP | 25
Level 1 | CLD1044.D1 | IDT 2a | Double Unequal Door Single Swing | 2110 | 1480 |  | 30dB | 97 | L20/431 | Yes |  | Yes | Laminate | Painted Finish | IBT 08 | Kick |  |  | 01FP | 3
Level 1 | CLD1044A.D1 | IDT 2d | Double Unequal Door Single Swing | 2110 | 1710 |  |  | 100 | L20/431 | No |  | Yes | Laminate | Painted Finish |  | Kick |  |  | 01FP | 25
Level 1 | CLD1045.D1 | IDT 2a | Double Unequal Door Single Swing | 2110 | 1480 |  | 30dB | 97 | L20/431 | Yes |  | Yes | Laminate | Painted Finish | IBT 08 | Kick |  |  | 01FP | 3
Level 1 | CLD1045A.D1 | IDT 2d | Double Unequal Door Single Swing | 2110 | 1710 |  |  | 100 | L20/431 | No |  | Yes | Laminate | Painted Finish |  | Kick |  |  | 01FP | 25
Level 1 | CLD1046.D1 | IDT 2a | Double Unequal Door Single Swing | 2110 | 1480 |  | 30dB | 97 | L20/431 | Yes |  | Yes | Laminate | Painted Finish | IBT 08 | Kick |  |  | 01FP | 3
Level 1 | CLD1046A.D1 | IDT 2d | Double Unequal Door Single Swing | 2110 | 1710 |  |  | 100 | L20/431 | No |  | Yes | Laminate | Painted Finish |  | Kick |  |  | 01FP | 25
Level 1 | CLD1047.D1 | IDT 2a | Double Unequal Door Single Swing | 2110 | 1480 |  | 30dB | 97 | L20/431 | Yes |  | Yes | Laminate | Painted Finish | IBT 08 | Kick |  |  | 01FP | 3
Level 1 | CLD1047A.D1 | IDT 2d | Double Unequal Door Single Swing | 2110 | 1710 |  |  | 100 | L20/431 | No |  | Yes | Laminate | Painted Finish |  | Kick |  |  | 01FP | 25
Level 1 | CLD1048.D1 | IDT 2a | Double Unequal Door Single Swing | 2110 | 1480 |  | 30dB | 97 | L20/431 | Yes |  | Yes | Laminate | Painted Finish | IBT 08 | Kick |  |  | 01FP | 3
Level 1 | CLD1048A.D1 | IDT 2d | Double Unequal Door Single Swing | 2110 | 1710 |  |  | 100 | L20/431 | No |  | Yes | Laminate | Painted Finish |  | Kick |  |  | 01FP | 25
Level 1 | CLD1053.D1 | IDT 2a | Double Unequal Door Single Swing | 2110 | 1480 |  |  | 97 | L20/431 | Yes |  | Yes | Laminate | Painted Finish | IBT 08 | Kick |  |  | 01FP | 6
Level 1 | CLD1053A.D1 | IDT 1d | Single Door Single Swing | 2110 | 810 |  |  | 97 | L20/431 | No |  | Yes | Laminate | Painted Finish |  | Kick |  |  | 03bFP | 25
Level 1 | CLD1053B.D1 | IDT 2d | Double Unequal Door Single Swing | 2110 | 1510 |  |  | 97 | L20/431 | No |  | Yes | Laminate | Painted Finish |  | Kick |  |  | 02FP | 25 | Privacy seals between door leafs
Level 1 | CLD1054.D1 | IDT 1d | Single Door Single Swing | 2110 | 1060 |  | 30dB | 97 | L20/431 | No |  | Yes | Laminate | Painted Finish |  | Kick |  |  | 06bFP | 3
Level 1 | CLD1055.D1 | IDT 1d | Single Door Single Swing | 2110 | 1060 |  | 30dB | 96 | L20/431 | No |  | Yes | Laminate | Painted Finish |  | Kick |  |  | 06bFP | 3
Level 1 | CLD1055.D2 | IDT 1d | Single Door Single Swing | 2110 | 710 |  |  | 97 | L20/431 | No |  | No | Laminate | Painted Finish |  | Kick |  |  | 06b | 6
Level 1 | CLD1056.D1 | IDT 1d | Single Door Single Swing | 2110 | 1060 |  |  | 122 | L20/431 | No |  | No | Laminate | Painted Finish |  | Kick |  |  | 06b | 6
Level 1 | CLD1058.D1 | IDT 1d | Single Door Single Swing | 2110 | 1060 |  |  | 97 | L20/431 | No |  | No | Laminate | Painted Finish |  | Kick |  |  | 06b | 6
Level 1 | CLD1059.D1 | IDT 1c | Single Door Single Swing | 2110 | 1060 |  |  | 97 | L20/431 | Yes | Yes | No | Laminate | Painted Finish |  | Kick |  |  | 04b | 6
Level 1 | CLD1060.D1 | IDT 1d | Single Door Single Swing | 2110 | 1060 |  |  | 97 | L20/431 | No |  | No | Laminate | Painted Finish |  | Kick |  |  | 06b | 6
Level 1 | CLD1063.D1 | IDT 1d | Single Door Single Swing | 2110 | 1060 |  |  | 97 | L20/431 | No |  | Yes | Laminate | Painted Finish |  | Kick |  |  | 03bFP | 6
Level 1 | CLD1065.D1 | IDT 1d | Single Door Single Swing | 2110 | 1060 | FD30S |  | 97 | L20/431 | No | Yes | No | Laminate | Painted Finish |  | Kick |  |  | 4 | 3
Level 1 | CLD1066.D1 | IDT 1d | Single Door Single Swing | 2110 | 1060 |  |  | 97 | L20/431 | No |  | No | Laminate | Painted Finish |  | Kick |  |  | 06b | 6
Level 1 | CLD1069.D1 | IDT 1d | Single Door Single Swing | 2110 | 1060 |  |  | 97 | L20/431 | No |  | Yes | Laminate | Painted Finish |  | Kick |  |  | 03bFP | 6
Level 1 | CLD1070.D1 | IDT 1c | Single Door Single Swing | 2110 | 1060 |  |  | 97 | L20/431 | Yes | Yes | No | Laminate | Painted Finish |  | Kick |  |  | 04b | 6
Level 1 | CLD1071.D1 | IDT 1d | Single Door Single Swing | 2110 | 1060 |  |  | 97 | L20/431 | No |  | No | Laminate | Painted Finish |  | Kick |  |  | 06b | 6
Level 1 | CLD1072.D1 | IDT 1a | Single Door Single Swing | 2110 | 1060 |  |  | 97 | L20/431 | Yes |  | Yes | Laminate | Painted Finish |  | Kick |  |  | 06bFP | 6
Level 1 | CLD1074.D1 | IDT 1d | Single Door Single Swing | 2110 | 1060 |  |  | 97 | L20/431 | No |  | Yes | Laminate | Painted Finish |  | Kick |  |  | 03bFP | 6
Level 1 | CLD1076.D1 | IDT 1d | Single Door Single Swing | 2110 | 1060 | FD30S |  | 97 | L20/431 | No | Yes | No | Laminate | Painted Finish |  | Kick |  |  | 4 | 3
Level 1 | CLD1077.D1 | IDT 2d | Double Unequal Door Single Swing | 2110 | 1510 |  | 30dB | 97 | L20/431 | No |  | Yes | Laminate | Painted Finish |  | Kick |  |  | 17bFP | 3
Level 1 | CLD1078.D1 | IDT 1d | Single Door Single Swing | 2110 | 810 |  |  | 97 | L20/431 | No |  | Yes | Laminate | Painted Finish |  | Kick |  |  | 03bFP | 6
Level 1 | CLD1079.D1 | IDT 1d | Single Door Single Swing | 2110 | 1060 |  |  | 97 | L20/431 | No |  | Yes | Laminate | Painted Finish |  | Kick |  |  | 06bFP | 6
Level 1 | CLD1080.D1 | IDT 1d | Single Door Single Swing | 2110 | 1060 |  |  | 97 | L20/431 | No |  | Yes | Laminate | Painted Finish |  | Kick |  |  | 06bFP | 6
Level 1 | CLD1081.D1 | IDT 2d | Double Unequal Door Single Swing | 2110 | 1510 |  |  | 97 | L20/431 | No |  | Yes | Laminate | Painted Finish |  | Kick |  |  | 17bFP | 6
Level 1 | CLD1082.D1 | IDT 1d | Single Door Single Swing | 2110 | 1060 |  |  | 97 | L20/431 | No |  | No | Laminate | Painted Finish |  | Kick |  |  | 06b | 6
Level 1 | CLD1083.D1 | IDT 1d | Single Door Single Swing | 2110 | 1060 |  | 30dB | 97 | L20/431 | No |  | No | Laminate | Painted Finish |  | Kick |  |  | 06b | 3
Level 1 | CLD1084.D1 | IDT 1d | Single Door Single Swing | 2110 | 1060 |  |  | 97 | L20/431 | No |  | No | Laminate | Painted Finish |  | Kick |  |  | 06b | 6
Level 1 | CLD1085.D1 | IDT 1d | Single Door Single Swing | 2110 | 1060 |  | 30dB | 97 | L20/431 | No |  | Yes | Laminate | Painted Finish |  | Kick |  |  | 06bFP | 3
Level 1 | CLD1086.D1 | IDT 2d | Double Unequal Door Single Swing | 2110 | 1510 |  | 30dB | 97 | L20/431 | No |  | Yes | Laminate | Painted Finish |  | Kick |  |  | 17bFP | 3
Level 1 | CLD1087.D1 | IDT 2d | Double Unequal Door Single Swing | 2110 | 1510 |  |  | 97 | L20/431 | No |  | Yes | Laminate | Painted Finish |  | Kick |  |  | 02FP | 6
Level 1 | CLD1088.D1 | IDT 1d | Single Door Single Swing | 2110 | 1060 |  |  | 97 | L20/431 | No |  | No | Laminate | Painted Finish |  | Kick |  |  | 06b | 6
Level 1 | CLD1089.D1 | IDT 1d | Single Door Single Swing | 2110 | 1060 |  | 35dB | 97 | L20/431 | No |  | Yes | Laminate | Painted Finish |  | Kick |  |  | 06bFP | 3
Level 1 | CLD1090.D1 | IDT 1d | Single Door Single Swing | 2110 | 1060 |  |  | 97 | L20/431 | No |  | No | Laminate | Painted Finish |  | Kick |  |  | 06b | 6
Level 1 | CLD1091.D1 | IDT 1c | Single Door Single Swing | 2110 | 1060 |  | 30dB | 97 | L20/431 | Yes |  | Yes | Laminate | Painted Finish |  | Kick |  |  | 06bFP | 3
Level 1 | CLD1093.D1 | IDT 1d | Single Door Single Swing | 2110 | 810 |  |  | 97 | L20/431 | No |  | Yes | Laminate | Painted Finish |  | Kick |  |  | 03FP | 6
Level 1 | CLD1094.D1 | IDT 1d | Single Door Single Swing | 2110 | 810 |  |  | 97 | L20/431 | No |  | Yes | Laminate | Painted Finish |  | Kick |  |  | 03FP | 6
Level 1 | CLD1096.D2 | IDT 3b | Double Door Single Swing | 2110 | 1910 | FD30S |  | 97 | L20/431 | Yes | Yes | Yes | Laminate | Painted Finish |  | Kick |  |  | 11dFP | 3
Level 1 | CLD1097.D1 | IDT 2d | Double Unequal Door Single Swing | 2110 | 1510 |  |  | 97 | L20/431 | No |  | No | Laminate | Painted Finish |  | Kick |  |  | 17b | 6
Level 1 | CLD1098.D1 | IDT 1d | Single Door Single Swing | 2110 | 1060 |  |  | 97 | L20/431 | No |  | No | Laminate | Painted Finish |  | Kick |  |  | 06b | 6
Level 1 | CLD1100.D1 | IDT 1d | Single Door Single Swing | 2110 | 1060 |  |  | 97 | L20/431 | No |  | No | Laminate | Painted Finish |  | Kick |  |  | 06b | 6
Level 1 | CLD1102.D1 | IDT 2d | Double Unequal Door Single Swing | 2110 | 1510 | FD30S |  | 97 | L20/431 | No | Yes | No | Laminate | PVC Wrapped |  | Half Height/Edge | Delayed Close |  | 08h | 3
Level 1 | CLD1103.D1 | IDT 1d | Single Door Single Swing | 2110 | 1060 |  | 30dB | 97 | L20/431 | No |  | Yes | Laminate | Painted Finish |  | Kick |  |  | 06bFP | 3
Level 1 | CLD1104.D1 | IDT 1c | Single Door Single Swing | 2110 | 1060 |  | 30dB | 97 | L20/431 | Yes |  | Yes | Laminate | Painted Finish |  | Kick |  |  | 06bFP | 3
Level 1 | CLD1105.D1 | IDT 1c | Single Door Single Swing | 2110 | 1060 |  |  | 97 | L20/431 | Yes |  | No | Laminate | Painted Finish |  | Kick |  |  | 06b | 6
Level 1 | CLD1106.D1 | IDT 2d | Double Unequal Door Single Swing | 2110 | 1510 | FD30S |  | 97 | L20/431 | No | Yes | No | Laminate | PVC Wrapped |  | Half Height/Edge | Delayed Close |  | 08h | 3 | Reduced jamb architraves to one side
Level 1 | CLD1107.D1 | IDT 2d | Double Unequal Door Single Swing | 2110 | 1510 |  |  | 97 | L20/431 | No |  | No | Laminate | Painted Finish |  | Kick |  |  | 17b | 6
Level 1 | CLD1108.D1 | IDT 2a | Double Unequal Door Single Swing | 2110 | 1480 |  |  | 97 | L20/431 | Yes |  | Yes | Laminate | Painted Finish | IBT 08 | Kick |  |  | 01FP | 6
Level 1 | CLD1108A.D1 | IDT 2d | Double Unequal Door Single Swing | 2110 | 1510 |  |  | 97 | L20/431 | No |  | Yes | Laminate | Painted Finish |  | Kick |  |  | 02FP | 25 | Privacy seals between door leafs
Level 1 | CLD1108B.D1 | IDT 1d | Single Door Single Swing | 2110 | 810 |  |  | 97 | L20/431 | No |  | Yes | Laminate | Painted Finish |  | Kick |  |  | 03bFP | 25
Level 1 | CLD1111.D1 | IDT 1d | Single Door Single Swing | 2110 | 1060 |  |  | 97 | L20/431 | No |  | Yes | Laminate | Painted Finish |  | Kick | Delayed Close |  | 03DAFP | 6
Level 1 | EAU1C01.D1 | IDT 3b | Double Door Double Swing | 2110 | 1910 |  |  | 97 | L20/431 | Yes | Yes | No | Laminate | Painted Finish |  | Kick |  |  | 11l | 6
Level 1 | EAU1C02.D1 | IDT 3b | Double Door Single Swing | 2110 | 1910 |  |  | 122 | L20/431 | Yes |  | No | Laminate | Painted Finish |  | Kick/Mid/Edge | Delayed Close |  | 21bDA | 6
Level 1 | EAU1C02.D2 | IDT 3b | Double Door Single Swing | 2110 | 1910 |  |  | 97 | L20/431 | Yes |  | No | Laminate | Painted Finish |  | Kick/Mid/Edge | Delayed Close |  | 21bDA | 6
Level 1 | EAU1C03.D1 | IDT 3b | Double Door Double Swing | 2110 | 1910 | FD30S |  | 97 | L20/431 | Yes |  | No | Laminate | Painted Finish |  | Kick/Mid/Edge | Delayed Close |  | 22d | 3
Level 1 | EAU1C04.D1 | IDT 3b | Double Door Single Swing | 2110 | 1910 |  |  | 97 | L20/431 | Yes |  | No | Laminate | Painted Finish |  | Kick/Mid/Edge | Delayed Close |  | 21bDA | 6
Level 1 | EAU1C04.D2 | IDT 3b | Double Door Single Swing | 2110 | 1910 |  |  | 97 | L20/431 | Yes |  | No | Laminate | Painted Finish |  | Kick/Mid/Edge | Delayed Close |  | 21bDA | 6
Level 1 | EAU1003.D1 | IDT 1d | Single Door Single Swing | 2110 | 1060 |  |  | 97 | L20/431 | No |  | No | Laminate | Painted Finish |  | Kick | Delayed Close |  | 03DA | 6
Level 1 | EAU1004.D1 | IDT 1d | Single Door Single Swing | 2110 | 1060 |  | 30dB | 97 | L20/431 | No |  | No | Laminate | Painted Finish |  | Kick |  |  | 06b | 3
Level 1 | EAU1005.D1 | IDT 1d | Single Door Single Swing | 2110 | 1060 |  | 30dB | 97 | L20/431 | No |  | No | Laminate | Painted Finish |  | Kick |  |  | 06b | 3
Level 1 | EAU1006.D1 | IDT 1d | Single Door Single Swing | 2110 | 1060 |  |  | 97 | L20/431 | No |  | No | Laminate | Painted Finish |  | Kick |  |  | 06b | 3
Level 1 | EAU1008.D1 | IDT 11a | Double Unequal Door Opposing Swing | 2110 | 1710 |  | 30dB | 97 | L20/431 | Yes |  | No | Laminate | Painted Finish | IBT 08 | Kick | Delayed Close |  | 29DA | 3
Level 1 | EAU1009.D1 | IDT 11a | Double Unequal Door Opposing Swing | 2110 | 1710 | FD30S |  | 97 | L20/431 | Yes |  | No | Laminate | Painted Finish |  | Kick | Delayed Close |  | 29aDA | 3
Level 1 | EAU1010.D1 | IDT 1d | Single Door Single Swing | 2110 | 1060 |  |  | 97 | L20/431 | No |  | No | Laminate | Painted Finish |  | Kick |  |  | 03b | 6 | 450mm x 450mm aperture for door transfer grill
Level 1 | EAU1013.D1 | IDT 1d | Single Door Single Swing | 2110 | 810 |  |  | 97 | L20/431 | No |  | No | Laminate | Painted Finish |  | Kick |  |  | 03b | 6
Level 1 | EAU1014.D1 | IDT 1d | Single Door Single Swing | 2110 | 810 |  |  | 127 | L20/431 | No |  | No | Laminate | Painted Finish |  | Kick |  |  | 03b | 6
Level 1 | EAU1022.D1 | IDT 2a | Double Unequal Door Single Swing | 2110 | 1710 |  | 30dB | 97 | L20/431 | Yes |  | No | Laminate | Painted Finish | IBT 08 | Kick/Mid/Edge |  |  | 17f | 3
Level 1 | EAU1024.D1 | IDT 1d | Single Door Single Swing | 2110 | 810 |  |  | 97 | L20/431 | No |  | No | Laminate | Painted Finish |  | Kick |  |  | 03b | 6
Level 1 | EAU1025.D1 | IDT 1d | Single Door Single Swing | 2110 | 810 |  |  | 97 | L20/431 | No |  | No | Laminate | Painted Finish |  | Kick |  |  | 03b | 6
Level 1 | EAU1027.D1 | IDT 1d | Single Door Single Swing | 2110 | 1060 |  |  | 97 | L20/431 | No |  | No | Laminate | Painted Finish |  | Kick |  |  | 03b | 6
Level 1 | EAU1028.D1 | IDT 1d | Single Door Single Swing | 2110 | 1060 |  |  | 97 | L20/431 | No |  | No | Laminate | Painted Finish |  | Kick |  |  | 03b | 6
Level 1 | EAU1029.D1 | IDT 1d | Single Door Single Swing | 2110 | 1060 |  |  | 122 | L20/431 | No |  | No | Laminate | Painted Finish |  | Kick |  |  | 03b | 6
Level 1 | EAU1031.D1 | IDT 1d | Single Door Single Swing | 2110 | 1060 |  |  | 97 | L20/431 | No |  | No | Laminate | Painted Finish |  | Kick |  |  | 06b | 6
Level 1 | EAU1033.D1 | IDT 1d | Single Door Single Swing | 2110 | 1060 |  |  | 97 | L20/431 | No |  | No | Laminate | Painted Finish |  | Kick |  |  | 06b | 6
Level 1 | EAU1033.D2 | IDT 1d | Single Door Single Swing | 2110 | 1060 |  |  | 97 | L20/431 | No |  | No | Laminate | Painted Finish |  | Kick |  |  | 06b | 6
Level 1 | EAU1034.D1 | IDT 1d | Single Door Single Swing | 2110 | 1060 |  | 30dB | 97 | L20/431 | No |  | No | Laminate | Painted Finish |  | Kick |  |  | 06b | 3
Level 1 | EAU1035.D1 | IDT 1d | Single Door Single Swing | 2110 | 1060 |  |  | 97 | L20/431 | No |  | No | Laminate | Painted Finish |  | Kick |  |  | 06b | 6
Level 1 | EAU1036.D1 | IDT 1d | Single Door Single Swing | 2110 | 810 |  |  | 97 | L20/431 | No |  | No | Laminate | Painted Finish |  | Kick |  |  | 03b | 6
Level 1 | EAU1037.D1 | IDT 1b | Single Door Single Swing | 2110 | 1060 | FD30S |  | 97 | L20/431 | Yes | Yes | No | Laminate | Painted Finish |  | Kick |  |  | 4 | 3
Level 1 | EAU1039.D1 | IDT 1d | Single Door Single Swing | 2110 | 810 |  |  | 97 | L20/431 | No |  | No | Laminate | Painted Finish |  | Kick |  |  | 03b | 6
Level 1 | EAU1040.D1 | IDT 1d | Single Door Single Swing | 2110 | 810 |  |  | 97 | L20/431 | No |  | No | Laminate | Painted Finish |  | Kick |  |  | 03b | 6
Level 1 | EAU1042.D1 | IDT 2a | Double Unequal Door Single Swing | 2110 | 1710 |  | 30dB | 97 | L20/431 | Yes |  | No | Laminate | Painted Finish |  | Kick/Mid/Edge |  |  | 17f | 3
Level 1 | EAU1053.D1 | IDT 2a | Double Unequal Door Single Swing | 2110 | 1710 |  | 30dB | 97 | L20/431 | Yes |  | No | Laminate | Painted Finish | IBT 08 | Kick/Mid/Edge |  |  | 17f | 3
Level 1 | EAU1057.D1 | IDT 2d | Double Unequal Door Single Swing | 2110 | 1510 |  |  | 97 | L20/431 | No |  | No | Laminate | Painted Finish |  | Kick |  |  | 17b | 6
Level 1 | EAU1058.D1 | IDT 1d | Single Door Single Swing | 2110 | 1060 |  |  | 97 | L20/431 | No |  | No | Laminate | Painted Finish |  | Kick |  |  | 03b | 6
Level 1 | EAU1059.D1 | IDT 1d | Single Door Single Swing | 2110 | 1060 |  |  | 97 | L20/431 | No |  | No | Laminate | Painted Finish |  | Kick |  |  | 03b | 6
Level 1 | EAU1063.D1 | IDT 1d | Single Door Single Swing | 2110 | 1060 |  |  | 97 | L20/431 | No |  | No | Laminate | Painted Finish |  | Kick |  |  | 06b | 6
Level 1 | EAU1067.D1 | IDT 1d | Single Door Single Swing | 2110 | 1060 |  |  | 97 | L20/431 | No |  | No | Laminate | Painted Finish |  | Kick |  |  | 03b | 6
Level 1 | EAU1068.D1 | IDT 1d | Single Door Single Swing | 2110 | 1060 |  |  | 97 | L20/431 | No |  | No | Laminate | Painted Finish |  | Kick |  |  | 03b | 6
Level 1 | EAU1069.D1 | IDT 1d | Single Door Single Swing | 2110 | 1060 |  |  | 97 | L20/431 | No |  | No | Laminate | Painted Finish |  | Kick |  |  | 06b | 6
Level 1 | EAU1069.D2 | IDT 1d | Single Door Single Swing | 2110 | 1060 |  |  | 97 | L20/431 | No |  | No | Laminate | Painted Finish |  | Kick |  |  | 06b | 6
Level 1 | EAU1070.D1 | IDT 1c | Single Door Single Swing | 2110 | 1060 |  | 30dB | 97 | L20/431 | Yes |  | No | Laminate | Painted Finish |  | Kick |  |  | 06b | 3
Level 1 | EAU1071.D1 | IDT 2d | Double Unequal Door Single Swing | 2110 | 1510 | FD30S |  | 97 | L20/431 | No |  | No | Laminate | PVC Wrapped |  | Half Height/Edge | Delayed Close |  | 17c | 3
Level 1 | EAU1072.D1 | IDT 1d | Single Door Single Swing | 2110 | 1060 |  |  | 97 | L20/431 | No |  | No | Laminate | Painted Finish |  | Kick |  |  | 06b | 6
Level 1 | EAU1073.D1 | IDT 1d | Single Door Single Swing | 2110 | 1060 |  | 30dB | 97 | L20/431 | No |  | No | Laminate | Painted Finish |  | Kick |  |  | 06b | 3
Level 1 | EAU1074.D1 | IDT 2d | Double Unequal Door Single Swing | 2110 | 1510 |  |  | 97 | L20/431 | No |  | No | Laminate | Painted Finish |  | Kick |  |  | 17b | 6
Level 1 | EAU1075.D1 | IDT 1d | Single Door Single Swing | 2110 | 810 |  |  | 122 | L20/431 | No |  | No | Laminate | Painted Finish |  | Kick |  |  | 03b | 6
Level 1 | EAU1081.D1 | IDT 1d | Single Door Single Swing | 2110 | 810 |  |  | 97 | L20/431 | No |  | No | Laminate | Painted Finish |  | Kick |  |  | 03b | 6
Level 1 | EAU1082.D1 | IDT 1d | Single Door Single Swing | 2110 | 810 |  |  | 122 | L20/431 | No |  | No | Laminate | Painted Finish |  | Kick |  |  | 3 | 6
Level 1 | EMD1C01.D1 | IDT 3b | Double Door Double Swing | 2110 | 1910 |  |  | 97 | L20/431 | Yes |  | No | Laminate | PVC Wrapped |  | Half Height/Edge | Delayed Close |  | 22e | 6
Level 1 | EMD1C02.D1 | IDT 1b | Single Door Single Swing | 2110 | 1060 |  |  | 97 | L20/431 | Yes | Yes | No | Laminate | Painted Finish |  | Kick |  |  | 04b | 6
Level 1 | EMD1C02.D2 | IDT 3b | Double Door Double Swing | 2110 | 1910 |  |  | 97 | L20/431 | Yes | Yes | No | Laminate | PVC Wrapped |  | Kick/Mid/Edge | Delayed Close |  | 11r | 6
Level 1 | EMD1C02.D3 | IDT 3b | Double Door Double Swing | 2110 | 1910 | FD30S |  | 97 | L20/431 | Yes |  | No | Laminate | PVC Wrapped |  | Half Height/Edge | Hold Open |  | 12d | 3
Level 1 | EMD1C04.D1 | IDT 3b | Double Door Double Swing | 2110 | 1910 | FD30S |  | 97 | L20/431 | Yes | Yes | No | Laminate | Painted Finish |  | Kick/Mid/Edge | Delayed Close |  | 11k | 3
Level 1 | EMD1C05.D1 | IDT 3b | Double Door Single Swing | 2110 | 1910 | FD30S |  | 97 | L20/431 | Yes |  | No | Laminate | Painted Finish |  | Kick/Mid/Edge | Delayed Close |  | 21gDA | 3
Level 1 | EMD1C05.D2 | IDT 3b | Double Door Single Swing | 2110 | 1910 |  |  | 97 | L20/431 | Yes |  | No | Laminate | Painted Finish |  | Kick/Mid/Edge | Delayed Close |  | 21bDA | 6
Level 1 | EMD1C06.D1 | IDT 3b | Double Door Double Swing | 2110 | 1910 | FD30S |  | 97 | L20/431 | Yes | Yes | No | Laminate | PVC Wrapped |  | Half Height/Edge | Delayed Close |  | 11j | 3
Level 1 | EMD1C06.D2 | IDT 3b | Double Door Double Swing | 2110 | 1910 | FD30S |  | 97 | L20/431 | Yes | Yes | No | Laminate | PVC Wrapped |  | Half Height/Edge | Delayed Close |  | 11j | 3
Level 1 | EMD1C08.D1 | IDT 2d | Double Unequal Door Single Swing | 2110 | 1510 | FD30S |  | 97 | L20/431 | No |  | No | Laminate | Painted Finish |  | Kick |  |  | 17k | 3 | Reduced jamb architraves to one side
Level 1 | EMD1001.D1 | IDT 2d | Double Unequal Door Single Swing | 2110 | 1510 |  |  | 97 | L20/431 | No | Yes | No | Laminate | Painted Finish |  | Kick |  |  | 08e | 6
Level 1 | EMD1002.D1 | IDT 1d | Single Door Single Swing | 2110 | 1060 |  |  | 97 | L20/431 | No |  | No | Laminate | Painted Finish |  | Kick |  |  | 06b | 6
Level 1 | EMD1004.D1 | [7 empty] | L11/581 | [11 empty] | Part of Glazed Screen EMD1004.S1
Level 1 | EMD1005.D1 | IDT 1d | Single Door Single Swing | 2110 | 1060 |  |  | 122 | L20/431 | No |  | No | Laminate | Painted Finish |  | Kick | Delayed Close |  | 03DA | 6
Level 1 | EMD1007.D1 | IDT 1d | Single Door Single Swing | 2110 | 810 |  |  | 97 | L20/431 | No |  | No | Laminate | Painted Finish |  | Kick |  |  | 3 | 6
Level 1 | EMD1008.D1 | IDT 1d | Single Door Single Swing | 2110 | 810 |  |  | 97 | L20/431 | No |  | No | Laminate | Painted Finish |  | Kick |  |  | 3 | 6
Level 1 | EMD1009.D1 | IDT 1d | Single Door Single Swing | 2110 | 1060 |  | 30dB | 127 | L20/431 | No |  | No | Laminate | Painted Finish |  | Kick |  |  | 06b | 3
Level 1 | EMD1009.D2 | IDT 1d | Single Door Single Swing | 2110 | 1060 | FD30S | 30dB | 127 | L20/431 | No | Yes | No | Laminate | Painted Finish |  | Kick |  |  | 04a | 3
Level 1 | EMD1010.D1 | IDT 1d | Single Door Single Swing | 2110 | 1060 |  | 30dB | 97 | L20/431 | No |  | No | Laminate | Painted Finish |  | Kick |  |  | 06b | 3
Level 1 | EMD1010.D2 | IDT 1d | Single Door Single Swing | 2110 | 1060 | FD30S | 30dB | 97 | L20/431 | No | Yes | No | Laminate | Painted Finish |  | Kick |  |  | 33e | 3
Level 1 | EMD1011.D1 | IDT 1d | Single Door Single Swing | 2110 | 1060 |  | 30dB | 97 | L20/431 | No |  | No | Laminate | Painted Finish |  | Kick |  |  | 06b | 3
Level 1 | EMD1011.D2 | IDT 1d | Single Door Single Swing | 2110 | 1060 | FD30S | 30dB | 97 | L20/431 | No | Yes | No | Laminate | Painted Finish |  | Kick |  |  | 33e | 3
Level 1 | EMD1012.D1 | IDT 1d | Single Door Single Swing | 2110 | 1060 |  | 30dB | 97 | L20/431 | No |  | No | Laminate | Painted Finish |  | Kick |  |  | 06b | 3
Level 1 | EMD1012.D2 | IDT 1d | Single Door Single Swing | 2110 | 1060 | FD30S | 30dB | 97 | L20/431 | No | Yes | No | Laminate | Painted Finish |  | Kick |  |  | 33e | 3
Level 1 | EMD1013.D1 | IDT 1d | Single Door Single Swing | 2110 | 1060 |  | 30dB | 127 | L20/431 | No |  | No | Laminate | Painted Finish |  | Kick |  |  | O6b | 3
Level 1 | EMD1013.D2 | IDT 1d | Single Door Single Swing | 2110 | 1060 | FD30S | 30dB | 127 | L20/431 | No | Yes | No | Laminate | Painted Finish |  | Kick |  |  | 33e | 3
Level 1 | EMD1014.D1 | IDT 1d | Single Door Single Swing | 2110 | 1060 |  |  | 97 | L20/431 | No | Yes | No | Laminate | Painted Finish |  | Kick |  |  | 04b | 6
Level 1 | EMD1017.D1 | IDT 11a | Double Unequal Door Opposing Swing | 2110 | 1710 |  |  | 97 | L20/431 | Yes |  | No | Laminate | Painted Finish | IBT 08 | Kick | Delayed Close |  | 29DA | 6
Level 1 | EMD1018.D1 | IDT 11a | Double Unequal Door Opposing Swing | 2110 | 1710 | FD30S |  | 97 | L20/431 | Yes |  | No | Laminate | Painted Finish |  | Kick | Delayed Close |  | 29aDA | 3
Level 1 | EMD1024.D1 | IDT 1d | Single Door Single Swing | 2110 | 1060 |  |  | 97 | L20/431 | No |  | No | Laminate | Painted Finish |  | Kick | Delayed Close |  | 06b | 6
Level 1 | EMD1028.D1 | IDT 1d | Single Door Single Swing | 2110 | 1060 |  |  | 97 | L20/431 | No |  | No | Laminate | Painted Finish |  | Kick |  |  | 03b | 6
Level 1 | EMD1030.D1 | IDT 1d | Single Door Single Swing | 2110 | 810 |  |  | 97 | L20/431 | No |  | No | Laminate | Painted Finish |  | Kick |  |  | 03b | 6
Level 1 | EMD1031.D1 | IDT 1d | Single Door Single Swing | 2110 | 810 |  |  | 97 | L20/431 | No |  | No | Laminate | Painted Finish |  | Kick |  |  | 03b | 6
Level 1 | EMD1045A.D1 | IDT 1d | Single Door Single Swing | 2110 | 810 |  |  | 97 | L20/431 | No |  | No | Laminate | Painted Finish |  | Kick |  |  | 03b | 6
Level 1 | EMD1046.D1 | IDT 1d | Single Door Single Swing | 2110 | 1060 |  |  | 97 | L20/431 | No |  | No | Laminate | Painted Finish |  | Kick |  |  | 03b | 6
Level 1 | EMD1047.D1 | IDT 1d | Single Door Single Swing | 2110 | 1060 |  | 30dB | 97 | L20/431 | No |  | No | Laminate | Painted Finish |  | Kick |  |  | 06b | 3
Level 1 | EMD1048.D1 | IDT 2d | Double Unequal Door Single Swing | 2110 | 1510 |  |  | 97 | L20/431 | No |  | No | Laminate | Painted Finish |  | Kick |  |  | 17b | 6
Level 1 | EMD1049.D1 | IDT 1d | Single Door Single Swing | 2110 | 1060 |  |  | 97 | L20/431 | No |  | No | Laminate | Painted Finish |  | Kick |  |  | 06b | 6
Level 1 | EMD1050.D1 | IDT 1d | Single Door Single Swing | 2110 | 1060 |  | 30dB | 97 | L20/431 | No |  | No | Laminate | Painted Finish |  | Kick |  |  | 06b | 3
Level 1 | EMD1052.D1 | IDT 1d | Single Door Single Swing | 2110 | 810 |  |  | 97 | L20/431 | No |  | No | Laminate | Painted Finish |  | Kick |  |  | 03b | 6
Level 1 | EMD1053.D1 | IDT 1d | Single Door Single Swing | 2110 | 1060 |  |  | 97 | L20/431 | No |  | No | Laminate | Painted Finish |  | Kick |  |  | 06b | 6
Level 1 | EMD1054.D1 | IDT 1d | Single Door Single Swing | 2110 | 1060 |  |  | 97 | L20/431 | No |  | No | Laminate | Painted Finish |  | Kick |  |  | 06b | 6
Level 1 | EMD1055.D1 | IDT 2d | Double Unequal Door Single Swing | 2110 | 1510 | FD30S |  | 97 | L20/431 | No |  | No | Laminate | PVC Wrapped |  | Half Height/Edge | Delayed Close |  | 17c | 3
Level 1 | EMD1056.D1 | IDT 1c | Single Door Single Swing | 2110 | 1060 |  | 30dB | 97 | L20/431 | Yes |  | No | Laminate | Painted Finish |  | Kick |  |  | 06b | 3
Level 1 | EMD1057.D1 | IDT 1b | Single Door Single Swing | 2110 | 1060 |  | 30dB | 97 | L20/431 | Yes |  | No | Laminate | Painted Finish | IBT 06 | Kick |  |  | 43a | 3 | Anti-ligature
Level 1 | EMD1057.D2 | IDT 1b | Single Door Single Swing | 2110 | 1060 | FD30S | 30dB | 97 | L20/431 | Yes |  | No | Laminate | Painted Finish | IBT 06 | Kick | Close - anti-ligature |  | 43 | 3 | Anti-ligature
Level 1 | EMD1060.D1 | IDT 1d | Single Door Single Swing | 2110 | 1060 |  |  | 97 | L20/431 | No |  | No | Laminate | Painted Finish |  | Kick |  |  | 06b | 6
Level 1 | EMD1061.D1 | IDT 1d | Single Door Single Swing | 2110 | 1060 | FD30S |  | 97 | L20/431 | No |  | No | Laminate | Painted Finish |  | Kick |  |  | 6 | 3
Level 1 | EMD1062.D1 | IDT 2d | Double Unequal Door Single Swing | 2110 | 1510 | FD30S | 30dB | 97 | L20/431 | No | Yes | No | Laminate | Painted Finish |  | Kick | Delayed Close |  | 08fDA | 3
Level 1 | EMD1063.D1 | IDT 1d | Single Door Single Swing | 2110 | 1060 |  | 30dB | 97 | L20/431 | No |  | No | Laminate | Painted Finish |  | Kick |  |  | 06b | 3
Level 1 | EMD1063.D2 | IDT 1d | Single Door Single Swing | 2110 | 1060 |  |  | 97 | L20/431 | No |  | No | Laminate | Painted Finish |  | Kick |  |  | 06b | 6
Level 1 | EMD1064.D1 | IDT 1d | Single Door Single Swing | 2110 | 810 |  |  | 97 | L20/431 | No |  | No | Laminate | Painted Finish |  | Kick |  |  | 03b | 6
Level 1 | EMD1065.D1 | IDT 1d | Single Door Single Swing | 2110 | 1060 |  | 30dB | 97 | L20/431 | No |  | No | Laminate | Painted Finish |  | Kick |  |  | 06b | 3
Level 1 | EMD1067.D1 | IDT 1d | Single Door Single Swing | 2110 | 1060 |  |  | 97 | L20/431 | No |  | No | Laminate | Painted Finish |  | Kick |  |  | 06b | 6
Level 1 | EMD1068.D1 | IDT 3b | Double Door Single Swing | 2110 | 1910 | FD30S |  | 97 | L20/431 | Yes |  | No | Laminate | PVC Wrapped |  | Half Height/Edge | Delayed Close |  | 21dDA | 3
Level 1 | EMD1076.D1 | IDT 1d | Single Door Single Swing | 2110 | 1060 |  |  | 97 | L20/431 | No |  | No | Laminate | Painted Finish |  | Kick |  |  | 06b | 6
Level 1 | EMD1077.D1 | IDT 2d | Double Unequal Door Single Swing | 2110 | 1510 | FD30S |  | 97 | L20/431 | No |  | No | Laminate | Painted Finish |  | Kick |  |  | 17 | 3 | Reduced jamb architraves to one side
Level 1 | EMD1078.D1 | IDT 1d | Single Door Single Swing | 2110 | 1060 |  |  | 97 | L20/431 | No |  | No | Laminate | Painted Finish |  | Kick |  |  | 03b | 6 | 300mm x 300mm aperture for door transfer grill
Level 1 | ENT1C03.D1 | IDT 2b | Double Unequal Door Single Swing | 2110 | 1510 |  |  | 97 | L20/431 | Yes | Yes | No | Laminate | Painted Finish |  | Kick |  |  | 08k | 6
Level 1 | ENT1C03.D2 | IDT 2b | Double Unequal Door Single Swing | 2110 | 1510 | FD60S |  | 122 | L20/431 | Yes |  | No | Laminate | Painted Finish |  | Kick/Edge | Delayed Close |  | 17j | 3
Level 1 | ENT1001.D1 | IDT 1c | Single Door Single Swing | 2110 | 1060 |  | 30dB | 97 | L20/431 | Yes |  | No | Laminate | Painted Finish |  | Kick |  |  | 06b | 3
Level 1 | ENT1002.D1 | IDT 1d | Single Door Single Swing | 2110 | 1060 |  |  | 97 | L20/431 | No |  | No | Laminate | Painted Finish |  | Kick |  |  | 03b | 6
Level 1 | ENT1003.D1 | IDT 4a | Double Door Single Swing | 2110 | 1610 |  |  | 97 | L20/431 | No |  | No | Laminate | Painted Finish |  | Kick |  |  | 09a | 6
Level 1 | ENT1004.D1 | IDT 1a | Single Door Single Swing | 2110 | 1060 |  | 30dB | 97 | L20/431 | Yes |  | No | Laminate | Painted Finish | IBT 08 | Kick |  |  | 06b | 3
Level 1 | ENT1006.D1 | IDT 1d | Single Door Single Swing | 2110 | 1060 |  |  | 97 | L20/431 | No |  | No | Laminate | Painted Finish |  | Kick |  |  | 03b | 6
Level 1 | ENT1007.D1 | IDT 1d | Single Door Single Swing | 2110 | 1060 |  |  | 122 | L20/431 | No |  | No | Laminate | Painted Finish |  | Kick |  |  | 03b | 6
Level 1 | ENT1008.D1 | IDT 1d | Single Door Single Swing | 2110 | 1060 |  |  | 97 | L20/431 | No |  | No | Laminate | Painted Finish |  | Kick |  |  | 05a | 6
Level 1 | ENT1008.D2 | IDT 1d | Single Door Single Swing | 2110 | 710 |  |  | 97 | L20/431 | No |  | No | Laminate | Painted Finish |  | Kick |  |  | 03b | 6
Level 1 | ENT1009.D1 | IDT 1d | Single Door Single Swing | 2110 | 1060 |  |  | 97 | L20/431 | No |  | No | Laminate | Painted Finish |  | Kick |  |  | 05a | 6
Level 1 | ENT1009.D2 | IDT 1d | Single Door Single Swing | 2110 | 710 |  |  | 97 | L20/431 | No |  | No | Laminate | Painted Finish |  | Kick |  |  | 03b | 6
Level 1 | ENT1009.D3 | IDT 1d | Single Door Single Swing | 2110 | 710 |  |  | 97 | L20/431 | No |  | No | Laminate | Painted Finish |  | Kick |  |  | 03b | 6
Level 1 | ENT1009.D4 | IDT 1d | Single Door Single Swing | 2110 | 710 |  |  | 97 | L20/431 | No |  | No | Laminate | Painted Finish |  | Kick |  |  | 03b | 6
Level 1 | ENT1011.D1 | IDT 1c | Single Door Single Swing | 2110 | 1060 |  |  | 122 | L20/431 | Yes |  | No | Laminate | Painted Finish |  | Kick |  |  | 06b | 6
Level 1 | ICT1001.D1 | IDT 4a | Double Door Single Swing | 2110 | 1810 | FD60S |  | 97 | L20/439 | No | Yes | No | Painted Finish | Painted Finish |  |  |  |  | 08l | 3 | Reduced jamb architraves to one side
Level 1 | ICT1002.D1 | IDT 4a | Double Door Single Swing | 2110 | 1810 | FD60S |  | 97 | L20/439 | No | Yes | No | Painted Finish | Painted Finish |  |  |  |  | 08l | 3
Level 1 | ICT1003.D1 | IDT 4a | Double Door Single Swing | 2110 | 1810 | FD60S |  | 97 | L20/439 | No | Yes | No | Painted Finish | Painted Finish |  |  |  |  | 08l | 3
Level 1 | ICT1004.D1 | IDT 4a | Double Door Single Swing | 2110 | 1810 | FD60S |  | 97 | L20/439 | No | Yes | No | Painted Finish | Painted Finish |  |  |  |  | 08l | 3
Level 1 | ICT1005.D1 | IDT 3d | Double Door Single Swing | 2110 | 1810 | FD60S |  | 97 | L20/431 | No | Yes | No | Laminate | Painted Finish |  |  |  |  | 08c | * | Reduced jamb architraves to one side/ Max air leakeage to suit gas supression system
Level 1 | ICT1006.D1 | IDT 3d | Double Door Single Swing | 2110 | 1810 | FD60S |  | 97 | L20/431 | No | Yes | No | Laminate | Painted Finish |  |  |  |  | 08l | * | Reduced jamb architraves to one side/ Max air leakeage to suit gas supression system
Level 1 | IP41C01.D1 | IDT 3b | Double Door Single Swing | 2110 | 1910 | FD30S |  | 97 | L20/431 | Yes | Yes | No | Laminate | Painted Finish |  | Kick/Edge | Delayed Close |  | 11DA | 3
Level 1 | IP41C02.D1 | IDT 3b | Double Door Single Swing | 2110 | 1910 | FD30S |  | 97 | L20/431 | Yes |  | No | Laminate | Painted Finish |  | Kick/Edge | Hold Open |  | 12* | 3
Level 1 | IP41C05.D1 | IDT 3b | Double Door Single Swing | 2110 | 1910 | FD30S |  | 97 | L20/431 | Yes |  | No | Laminate | Painted Finish |  | Kick/Edge | Hold Open |  | 12* | 3
Level 1 | IP41C05.D2 | IDT 3b | Double Door Double Swing | 2110 | 1910 | FD30S |  | 97 | L20/431 | Yes |  | No | Laminate | Painted Finish |  | Kick/Edge | Hold Open |  | 12e* | 3
Level 1 | IP41C07.D1 | IDT 3b | Double Door Single Swing | 2110 | 1910 | FD30S |  | 97 | L20/431 | Yes |  | No | Laminate | Painted Finish |  | Kick/Edge | Hold Open |  | 12* | 3
Level 1 | IP41C07.D2 | IDT 3b | Double Door Double Swing | 2110 | 1910 | FD30S |  | 97 | L20/431 | Yes |  | No | Laminate | Painted Finish |  | Kick/Edge | Hold Open |  | 12e* | 3
Level 1 | IP41C07.D3 | IDT 3b | Double Door Single Swing | 2110 | 1910 | FD30S |  | 97 | L20/431 | Yes |  | No | Laminate | Painted Finish |  | Kick/Edge | Hold Open |  | 12* | 3
Level 1 | IP401C07.D4 | IDT 3b | Double Door Double Swing | 2110 | 1910 |  |  | 97 | L20/431 | Yes |  | No | Laminate | Painted Finish |  | Kick/Edge | Hold Open |  | 12g | 6
Level 1 | IP41001.D1 | IDT 2a | Double Unequal Door Single Swing | 2110 | 1710 |  | 30dB | 97 | L20/431 | Yes |  | No | Laminate | Painted Finish | IBT 08 | Kick |  |  | 1 | 3
Level 1 | IP41001A.D1 | IDT 2d | Double Unequal Door Single Swing | 2110 | 1710 |  |  | 97 | L20/431 | No |  | No | Laminate | Painted Finish |  | Kick |  |  | 1 | 25
Level 1 | IP41002.D1 | IDT 2a | Double Unequal Door Single Swing | 2110 | 1480 |  | 30dB | 97 | L20/431 | Yes |  | No | Laminate | Painted Finish | IBT 08 | Kick |  |  | 1 | 3
Level 1 | IP41002A.D1 | IDT 2d | Double Unequal Door Single Swing | 2110 | 1710 |  |  | 100 | L20/431 | No |  | No | Laminate | Painted Finish |  | Kick |  |  | 1 | 25
Level 1 | IP41003.D1 | IDT 2a | Double Unequal Door Single Swing | 2110 | 1480 |  | 30dB | 97 | L20/431 | Yes |  | No | Laminate | Painted Finish | IBT 08 | Kick |  |  | 1 | 3
Level 1 | IP41003A.D1 | IDT 2d | Double Unequal Door Single Swing | 2110 | 1710 |  |  | 100 | L20/431 | No |  | No | Laminate | Painted Finish |  | Kick |  |  | 1 | 25
Level 1 | IP41004.D1 | IDT 2a | Double Unequal Door Single Swing | 2110 | 1480 |  | 30dB | 97 | L20/431 | Yes |  | No | Laminate | Painted Finish | IBT 08 | Kick |  |  | 1 | 3
Level 1 | IP41004A.D1 | IDT 2d | Double Unequal Door Single Swing | 2110 | 1710 |  |  | 100 | L20/431 | No |  | No | Laminate | Painted Finish |  | Kick |  |  | 1 | 25
Level 1 | IP41005.D1 | IDT 2a | Double Unequal Door Single Swing | 2110 | 1710 |  | 30dB | 97 | L20/431 | Yes |  | No | Laminate | Painted Finish | IBT 08 | Kick |  |  | 1 | 3
Level 1 | IP41005A.D1 | IDT 2d | Double Unequal Door Single Swing | 2110 | 1710 |  |  | 97 | L20/431 | No |  | No | Laminate | Painted Finish |  | Kick |  |  | 1 | 25
Level 1 | IP41006.D1 | IDT 2a | Double Unequal Door Single Swing | 2110 | 1480 |  | 30dB | 97 | L20/431 | Yes |  | No | Laminate | Painted Finish | IBT 08 | Kick |  |  | 1 | 3
Level 1 | IP41006A.D1 | IDT 2d | Double Unequal Door Single Swing | 2110 | 1710 |  |  | 100 | L20/431 | No |  | No | Laminate | Painted Finish |  | Kick |  |  | 1 | 25
Level 1 | IP41007.D1 | IDT 2a | Double Unequal Door Single Swing | 2110 | 1480 |  | 30dB | 97 | L20/431 | Yes |  | No | Laminate | Painted Finish | IBT 08 | Kick |  |  | 1 | 3
Level 1 | IP41007A.D1 | IDT 2d | Double Unequal Door Single Swing | 2110 | 1710 |  |  | 100 | L20/431 | No |  | No | Laminate | Painted Finish |  | Kick |  |  | 1 | 25
Level 1 | IP41008.D1 | IDT 2a | Double Unequal Door Single Swing | 2110 | 1480 |  | 30dB | 97 | L20/431 | Yes |  | No | Laminate | Painted Finish | IBT 08 | Kick |  |  | 1 | 3
Level 1 | IP41008A.D1 | IDT 2d | Double Unequal Door Single Swing | 2110 | 1710 |  |  | 100 | L20/431 | No |  | No | Laminate | Painted Finish |  | Kick |  |  | 1 | 25
Level 1 | IP41009.D1 | IDT 2a | Double Unequal Door Single Swing | 2110 | 1480 |  | 30dB | 97 | L20/431 | Yes |  | No | Laminate | Painted Finish | IBT 08 | Kick |  |  | 1 | 3
Level 1 | IP41009A.D1 | IDT 2d | Double Unequal Door Single Swing | 2110 | 1710 |  |  | 97 | L20/431 | No |  | No | Laminate | Painted Finish |  | Kick |  |  | 1 | 25
Level 1 | IP41010.D1 | IDT 2a | Double Unequal Door Single Swing | 2110 | 1480 |  | 30dB | 97 | L20/431 | Yes |  | No | Laminate | Painted Finish | IBT 08 | Kick |  |  | 1 | 3
Level 1 | IP41010A.D1 | IDT 2d | Double Unequal Door Single Swing | 2110 | 1710 |  |  | 100 | L20/431 | No |  | No | Laminate | Painted Finish |  | Kick |  |  | 1 | 25
Level 1 | IP41011.D1 | IDT 2a | Double Unequal Door Single Swing | 2110 | 1480 |  | 30dB | 97 | L20/431 | Yes |  | No | Laminate | Painted Finish | IBT 08 | Kick |  |  | 1 | 3
Level 1 | IP41011A.D1 | IDT 2d | Double Unequal Door Single Swing | 2110 | 1710 |  |  | 100 | L20/431 | No |  | No | Laminate | Painted Finish |  | Kick |  |  | 1 | 25
Level 1 | IP41012.D1 | IDT 2a | Double Unequal Door Single Swing | 2110 | 1480 |  | 30dB | 97 | L20/431 | Yes |  | No | Laminate | Painted Finish | IBT 08 | Kick |  |  | 1 | 3
Level 1 | IP41012A.D1 | IDT 2d | Double Unequal Door Single Swing | 2110 | 1710 |  |  | 100 | L20/431 | No |  | No | Laminate | Painted Finish |  | Kick |  |  | 1 | 25
Level 1 | IP41013.D1 | IDT 2a | Double Unequal Door Single Swing | 2110 | 1480 |  | 30dB | 97 | L20/431 | Yes |  | No | Laminate | Painted Finish | IBT 08 | Kick |  |  | 1 | 3
Level 1 | IP41013A.D1 | IDT 2d | Double Unequal Door Single Swing | 2110 | 1710 |  |  | 100 | L20/431 | No |  | No | Laminate | Painted Finish |  | Kick |  |  | 1 | 25
Level 1 | IP41014.D1 | IDT 2a | Double Unequal Door Single Swing | 2110 | 1480 |  | 30dB | 97 | L20/431 | Yes |  | No | Laminate | Painted Finish | IBT 08 | Kick |  |  | 1 | 3
Level 1 | IP41014A.D1 | IDT 2d | Double Unequal Door Single Swing | 2110 | 1710 |  |  | 100 | L20/431 | No |  | No | Laminate | Painted Finish |  | Kick |  |  | 1 | 25
Level 1 | IP41015.D1 | IDT 2a | Double Unequal Door Single Swing | 2110 | 1480 |  | 30dB | 97 | L20/431 | Yes |  | No | Laminate | Painted Finish | IBT 08 | Kick |  |  | 1 | 3
Level 1 | IP41015A.D1 | IDT 2d | Double Unequal Door Single Swing | 2110 | 1710 |  |  | 100 | L20/431 | No |  | No | Laminate | Painted Finish |  | Kick |  |  | 1 | 25
Level 1 | IP41016.D1 | IDT 2a | Double Unequal Door Single Swing | 2110 | 1480 |  | 30dB | 97 | L20/431 | Yes |  | No | Laminate | Painted Finish | IBT 08 | Kick |  |  | 1 | 3
Level 1 | IP41016A.D1 | IDT 2d | Double Unequal Door Single Swing | 2110 | 1710 |  |  | 97 | L20/431 | No |  | No | Laminate | Painted Finish |  | Kick |  |  | 1 | 25
Level 1 | IP41017.D1 | IDT 2a | Double Unequal Door Single Swing | 2110 | 1480 |  | 30dB | 97 | L20/431 | Yes |  | No | Laminate | Painted Finish | IBT 08 | Kick |  |  | 1 | 3
Level 1 | IP41017A.D1 | IDT 2d | Double Unequal Door Single Swing | 2110 | 1710 |  |  | 100 | L20/431 | No |  | No | Laminate | Painted Finish |  | Kick |  |  | 1 | 25
Level 1 | IP41018.D1 | IDT 2a | Double Unequal Door Single Swing | 2110 | 1480 |  | 30dB | 97 | L20/431 | Yes |  | No | Laminate | Painted Finish | IBT 08 | Kick |  |  | 1 | 3
Level 1 | IP41018A.D1 | IDT 2d | Double Unequal Door Single Swing | 2110 | 1710 |  |  | 100 | L20/431 | No |  | No | Laminate | Painted Finish |  | Kick |  |  | 1 | 25
Level 1 | IP41019.D1 | IDT 2a | Double Unequal Door Single Swing | 2110 | 1480 |  | 30dB | 97 | L20/431 | Yes |  | No | Laminate | Painted Finish | IBT 08 | Kick |  |  | 1 | 3
Level 1 | IP41019A.D1 | IDT 2d | Double Unequal Door Single Swing | 2110 | 1710 |  |  | 100 | L20/431 | No |  | No | Laminate | Painted Finish |  | Kick |  |  | 1 | 25
Level 1 | IP41020.D1 | IDT 2a | Double Unequal Door Single Swing | 2110 | 1480 |  | 30dB | 97 | L20/431 | Yes |  | No | Laminate | Painted Finish | IBT 08 | Kick |  |  | 1 | 3
Level 1 | IP41020A.D1 | IDT 2d | Double Unequal Door Single Swing | 2110 | 1710 |  |  | 100 | L20/431 | No |  | No | Laminate | Painted Finish |  | Kick |  |  | 1 | 25
Level 1 | IP41021.D1 | IDT 2a | Double Unequal Door Single Swing | 2110 | 1480 |  | 30dB | 97 | L20/431 | Yes |  | No | Laminate | Painted Finish | IBT 08 | Kick |  |  | 1 | 3
Level 1 | IP41021A.D1 | IDT 2d | Double Unequal Door Single Swing | 2110 | 1710 |  |  | 100 | L20/431 | No |  | No | Laminate | Painted Finish |  | Kick |  |  | 1 | 25
Level 1 | IP41022.D1 | IDT 2a | Double Unequal Door Single Swing | 2110 | 1480 |  | 30dB | 97 | L20/431 | Yes |  | No | Laminate | Painted Finish | IBT 08 | Kick |  |  | 1 | 3
Level 1 | IP41022A.D1 | IDT 2d | Double Unequal Door Single Swing | 2110 | 1710 |  |  | 100 | L20/431 | No |  | No | Laminate | Painted Finish |  | Kick |  |  | 1 | 25
Level 1 | IP41023.D1 | IDT 2a | Double Unequal Door Single Swing | 2110 | 1480 |  | 30dB | 97 | L20/431 | Yes |  | No | Laminate | Painted Finish | IBT 08 | Kick |  |  | 1 | 3
Level 1 | IP41023A.D1 | IDT 2d | Double Unequal Door Single Swing | 2110 | 1710 |  |  | 100 | L20/431 | No |  | No | Laminate | Painted Finish |  | Kick |  |  | 1 | 25
Level 1 | IP41024.D1 | IDT 2a | Double Unequal Door Single Swing | 2110 | 1480 |  | 30dB | 97 | L20/431 | Yes |  | No | Laminate | Painted Finish | IBT 08 | Kick |  |  | 1 | 3
Level 1 | IP41024A.D1 | IDT 2d | Double Unequal Door Single Swing | 2110 | 1710 |  |  | 100 | L20/431 | No |  | No | Laminate | Painted Finish |  | Kick |  |  | 1 | 25
Level 1 | IP41029.D1 | IDT 2a | Double Unequal Door Single Swing | 2110 | 1480 |  | 30dB | 97 | L20/431 | Yes |  | No | Laminate | Painted Finish | IBT 08 | Kick |  |  | 1 | 3
Level 1 | IP41029A.D1 | IDT 2d | Double Unequal Door Single Swing | 2110 | 1510 |  |  | 97 | L20/431 | No |  | No | Laminate | Painted Finish |  | Kick |  |  | 2 | 25 | Privacy seals between door leaves
Level 1 | IP41029B.D1 | IDT 1d | Single Door Single Swing | 2110 | 810 |  |  | 97 | L20/431 | No |  | No | Laminate | Painted Finish |  | Kick |  |  | 03b | 25
Level 1 | IP41032.D1 | IDT 1d | Single Door Single Swing | 2110 | 1060 | FD30S |  | 97 | L20/431 | No | Yes | No | Laminate | Painted Finish |  | Kick |  |  | 4 | 3
Level 1 | IP41033.D1 | IDT 1c | Single Door Single Swing | 2110 | 1060 |  | 30dB | 97 | L20/431 | Yes |  | No | Laminate | Painted Finish |  | Kick |  |  | 06b | 3
Level 1 | IP41035.D1 | IDT 2d | Double Unequal Door Single Swing | 2110 | 1510 |  |  | 96 | L20/431 | No |  | No | Laminate | Painted Finish |  | Kick |  |  | 17b | 6
Level 1 | IP41036.D1 | IDT 1d | Single Door Single Swing | 2110 | 1060 |  |  | 97 | L20/431 | No |  | No | Laminate | Painted Finish |  | Kick |  |  | 06b | 6
Level 1 | IP41039.D1 | IDT 1d | Single Door Single Swing | 2110 | 1060 |  |  | 97 | L20/431 | No |  | No | Laminate | Painted Finish |  | Kick |  |  | 06b | 6
Level 1 | IP41040.D1 | IDT 1c | Single Door Single Swing | 2110 | 1060 |  |  | 97 | L20/431 | Yes | Yes | No | Laminate | Painted Finish |  | Kick |  |  | 04b | 6
Level 1 | IP41041.D1 | IDT 1d | Single Door Single Swing | 2110 | 1060 |  |  | 97 | L20/431 | No |  | No | Laminate | Painted Finish |  | Kick |  |  | 06b | 6
Level 1 | IP41043.D1 | IDT 1d | Single Door Single Swing | 2110 | 1060 |  |  | 97 | L20/431 | No |  | No | Laminate | Painted Finish |  | Kick |  |  | 06b | 6
Level 1 | IP41046.D1 | IDT 1d | Single Door Single Swing | 2110 | 910 |  |  | 97 | L20/431 | No |  | No | Laminate | Painted Finish |  | Kick |  |  | 03b | 6
Level 1 | IP41048.D1 | IDT 1d | Single Door Single Swing | 2110 | 1060 |  |  | 97 | L20/431 | No |  | No | Laminate | Painted Finish |  | Kick |  |  | 06b | 6
Level 1 | IP41050.D1 | IDT 1d | Single Door Single Swing | 2110 | 810 |  |  | 97 | L20/431 | No |  | No | Laminate | Painted Finish |  | Kick |  |  | 06b | 6
Level 1 | IP41051.D1 | IDT 1d | Single Door Single Swing | 2110 | 1060 |  | 30dB | 97 | L20/431 | No |  | No | Laminate | Painted Finish |  | Kick |  |  | 06b | 3
Level 1 | IP41060.D1 | IDT 2a | Double Unequal Door Single Swing | 2110 | 1480 |  |  | 97 | L20/431 | Yes |  | No | Laminate | Painted Finish | IBT 08 | Kick |  |  | 1 | 6
Level 1 | IP41060A.D1 | IDT 2d | Double Unequal Door Single Swing | 2110 | 1510 |  |  | 97 | L20/431 | No |  | No | Laminate | Painted Finish |  | Kick |  |  | 2 | 25 | Privacy seals between door leaves
Level 1 | IP41060B.D1 | IDT 1d | Single Door Single Swing | 2110 | 810 |  |  | 97 | L20/431 | No |  | No | Laminate | Painted Finish |  | Kick |  |  | 03b | 25
Level 1 | IP41100.D1 | IDT 2c | Double Unequal Door Single Swing | 2110 | 1710 | FD30S |  | 97 | L20/431 | Yes | Yes | No | Laminate | Painted Finish |  | Kick/Mid/Edge | Delayed Close |  | 08g | 3
Level 1 | IP41104.D1 | IDT 1d | Single Door Single Swing | 2110 | 1010 | FD30S |  | 97 | L20/431 | No |  | No | Laminate | Painted Finish |  | Kick |  |  | 6 | 3
Level 1 | MDE1001.D1 | IDT 2d | Double Unequal Door Single Swing | 2110 | 1510 |  |  | 122 | L20/431 | No |  | No | Laminate | Painted Finish |  | Kick |  |  | 17b | 6
Level 1 | PLA1101.D1 | IDT 4a | Double Door Single Swing | 2110 | 1610 | FD60S |  | 119 | L20/439 | No |  | No | Painted Finish | Painted Finish |  |  |  |  | 09a | 3
Level 1 | PLA1102.D1 | IDT 4a | Double Door Single Swing | 2110 | 1610 | FD60S |  | 119 | L20/439 | No |  | No | Painted Finish | Painted Finish |  |  |  |  | 09a | 3
Level 1 | PLA1103.D1 | IDT 1d | Single Door Single Swing | 2110 | 1010 | FD60S |  | 119 | L20/439 | No |  | No | Painted Finish | Painted Finish |  |  |  |  | 9 | 3
Level 1 | PLA1104.D1 | IDT 4a | Double Door Single Swing | 2110 | 1810 | FD60S |  | 119 | L20/439 | No |  | No | Painted Finish | Painted Finish |  |  |  |  | 09a | 3
Level 1 | PLA1104.D2 | IDT 4a | Double Door Single Swing | 2110 | 1810 | FD60S |  | 119 | L20/439 | No |  | No | Painted Finish | Painted Finish |  |  |  |  | 09a | 3
Level 1 | PLA1105.D1 | IDT 4a | Double Door Single Swing | 2110 | 1810 | FD60S |  | 119 | L20/439 | No |  | No | Painted Finish | Painted Finish |  |  |  |  | 09a | 3
Level 1 | PLA1105.D2 | IDT 4a | Double Door Single Swing | 2110 | 1810 | FD60S |  | 119 | L20/439 | No |  | No | Painted Finish | Painted Finish |  |  |  |  | 09a | 3
Level 1 | PLA1106.D1 | IDT 1d | Single Door Single Swing | 2110 | 1010 | FD60S |  | 119 | L20/439 | No |  | No | Painted Finish | Painted Finish |  |  |  |  | 9 | 3
Level 1 | PLA1107.D1 | IDT 4a | Double Door Single Swing | 2110 | 1610 | FD60S |  | 97 | L20/439 | No |  | No | Painted Finish | Painted Finish |  |  |  |  | 09a | 3
Level 1 | PLA1108.D1 | IDT 4a | Double Door Single Swing | 2110 | 2318 | FD60S |  | 97 | L20/439 | No |  | No | Painted Finish | Painted Finish |  |  |  |  | 09a | 3
Level 1 | PLA1109.D1 | IDT 4a | Double Door Single Swing | 2110 | 1210 | FD60S |  | 119 | L20/439 | No |  | No | Painted Finish | Painted Finish |  |  |  |  | 09a | 3
Level 1 | PLA1109.D2 | IDT 4a | Double Door Single Swing | 2110 | 1210 | FD60S |  | 119 | L20/439 | No |  | No | Painted Finish | Painted Finish |  |  |  |  | 09a | 3
Level 1 | PLA1109.D3 | IDT 4a | Double Door Single Swing | 2110 | 1210 | FD60S |  | 119 | L20/439 | No |  | No | Painted Finish | Painted Finish |  |  |  |  | 09a | 3
Level 1 | PLA1111.D1 | IDT 4a | Double Door Single Swing | 2110 | 1810 | FD60S |  | 97 | L20/439 | No |  | No | Painted Finish | Painted Finish |  |  |  |  | 09a | 3 | Reduced jamb architraves to one side
Level 1 | PLA1112.D1 | IDT 4a | Double Door Single Swing | 2110 | 1610 | FD60S |  | 119 | L20/439 | No |  | No | Painted Finish | Painted Finish |  |  |  |  | 09a | 3
Level 1 | PLA1113.D1 | IDT 4a | Double Door Single Swing | 2110 | 1610 | FD60S |  | 119 | L20/439 | No |  | No | Painted Finish | Painted Finish |  |  |  |  | 09a | 3
Level 1 | PLA1114.D1 | IDT 4a | Double Door Single Swing | 2110 | 1610 | FD60S |  | 119 | L20/439 | No |  | No | Painted Finish | Painted Finish |  |  |  |  | 09a | 3
Level 1 | PLA1115.D1 | IDT 4a | Double Door Single Swing | 2110 | 2318 | FD60S |  | 97 | L20/439 | No |  | No | Painted Finish | Painted Finish |  |  |  |  | 09a | 3
Level 1 | PLA1116.D1 | IDT 1d | Single Door Single Swing | 2110 | 1010 | FD60S |  | 119 | L20/439 | No |  | No | Painted Finish | Painted Finish |  |  |  |  | 9 | 3
Level 1 | PLA1117.D1 | IDT 4a | Double Door Single Swing | 2110 | 2318 | FD60S |  | 97 | L20/439 | No |  | No | Painted Finish | Painted Finish |  |  |  |  | 09a | 3
Level 1 | PLA1119.D1 | IDT 4a | Double Door Single Swing | 2110 | 1610 | FD60S |  | 97 | L20/439 | No |  | No | Painted Finish | Painted Finish |  |  |  |  | 09a | 3
Level 1 | PLA1120.D1 | IDT 4a | Double Door Single Swing | 2110 | 1810 | FD60S |  | 119 | L20/439 | No |  | No | Painted Finish | Painted Finish |  |  |  |  | 09a | 3
Level 1 | PLA1120.D2 | IDT 4a | Double Door Single Swing | 2110 | 1810 | FD60S |  | 119 | L20/439 | No |  | No | Painted Finish | Painted Finish |  |  |  |  | 09a | 3
Level 1 | PLA1121.D1 | IDT 4a | Double Door Single Swing | 2110 | 1810 | FD60S |  | 119 | L20/439 | No |  | No | Painted Finish | Painted Finish |  |  |  |  | 09a | 3
Level 1 | PLA1122.D1 | IDT 4a | Double Door Single Swing | 2110 | 1810 | FD60S |  | 119 | L20/439 | No |  | No | Painted Finish | Painted Finish |  |  |  |  | 09a | 3
Level 1 | PLA1123.D1 | IDT 4a | Double Door Single Swing | 2110 | 1610 | FD60S |  | 122 | L20/439 | No |  | No | Painted Finish | Painted Finish |  |  |  |  | 09a | 3
Level 1 | PLA1124.D1 | IDT 1d | Single Door Single Swing | 2110 | 1010 | FD60S |  | 119 | L20/439 | No |  | No | Painted Finish | Painted Finish |  |  |  |  | 9 | 3
Level 1 | PLA1125.D1 | IDT 4a | Double Door Single Swing | 2110 | 1610 | FD60S |  | 119 | L20/439 | No |  | No | Painted Finish | Painted Finish |  |  |  |  | 09a | 3
Level 1 | PLA1200.D1 | IDT 1d | Single Door Single Swing | 2110 | 810 |  |  | 97 | L20/431 | No |  | No | Laminate | Painted Finish |  | Kick |  |  | 06b | 6
Level 1 | PLA1202.D1 | IDT 4a | Double Door Single Swing | 2110 | 1610 | FD60S |  | 97 | L20/439 | No |  | No | Painted Finish | Painted Finish |  |  |  |  | 09a | 3
Level 1 | PLA1203.D1 | IDT 4a | Double Door Single Swing | 2110 | 1610 | FD60S |  | 119 | L20/439 | No |  | No | Painted Finish | Painted Finish |  |  |  |  | 09a | 3
Level 1 | PLA1204.D1 | IDT 1d | Single Door Single Swing | 2110 | 1060 | FD60S |  | 97 | L20/439 | No |  | No | Painted Finish | Painted Finish |  |  |  |  | 9 | 3
Level 1 | PLA1206.D1 | IDT 4a | Double Door Single Swing | 2110 | 1810 | FD60S |  | 119 | L20/439 | No |  | No | Painted Finish | Painted Finish |  |  |  |  | 09a | 3
Level 1 | PLA1207.D1 | IDT 4a | Double Door Single Swing | 2110 | 1610 | FD60S |  | 119 | L20/439 | No |  | No | Painted Finish | Painted Finish |  |  |  |  | 09a | 3
Level 1 | PLA1208.D1 | IDT 4a | Double Door Single Swing | 2110 | 2318 | FD60S |  | 97 | L20/439 | No |  | No | Painted Finish | Painted Finish |  |  |  |  | 09a | 3
Level 1 | PLA1210.D1 | IDT 4a | Double Door Single Swing | 2110 | 1610 | FD60S |  | 150 | L20/439 | No |  | No | Painted Finish | Painted Finish |  |  |  |  | 09a | 3
Level 1 | PLA1211.D1 | IDT 4a | Double Door Single Swing | 2110 | 1610 | FD60S |  | 119 | L20/439 | No |  | No | Painted Finish | Painted Finish |  |  |  |  | 09a | 3
Level 1 | PLA1212.D1 | IDT 4a | Double Door Single Swing | 2110 | 1810 | FD60S |  | 119 | L20/439 | No |  | No | Painted Finish | Painted Finish |  |  |  |  | 09a | 3
Level 1 | PLA1213.D1 | IDT 1d | Single Door Single Swing | 2110 | 1060 | FD60S |  | 97 | L20/439 | No |  | No | Painted Finish | Painted Finish |  |  |  |  | 9 | 3
Level 1 | PLA1214.D1 | IDT 4a | Double Door Single Swing | 2110 | 1810 | FD60S |  | 119 | L20/439 | No |  | No | Painted Finish | Painted Finish |  |  |  |  | 09a | 3
Level 1 | PLA1216.D1 | IDT 4a | Double Door Single Swing | 2110 | 2318 | FD60S |  | 97 | L20/439 | No |  | No | Painted Finish | Painted Finish |  |  |  |  | 09a | 3
Level 1 | PLA1217.D1 | IDT 4a | Double Door Single Swing | 2110 | 1410 | FD60S |  | 119 | L20/439 | No |  | No | Painted Finish | Painted Finish |  |  |  |  | 09a | 3 | Reduced jamb architraves to one side
Level 1 | PLA1217.D2 | IDT 4a | Double Door Single Swing | 2110 | 1410 | FD60S |  | 119 | L20/439 | No |  | No | Painted Finish | Painted Finish |  |  |  |  | 09a | 3
Level 1 | PLA1217.D3 | IDT 4a | Double Door Single Swing | 2110 | 1410 | FD60S |  | 119 | L20/439 | No |  | No | Painted Finish | Painted Finish |  |  |  |  | 09a | 3 | Reduced jamb architraves to one side
Level 1 | PLA1218.D1 | IDT 1d | Single Door Single Swing | 2110 | 1010 | FD60S |  | 119 | L20/439 | No |  | No | Painted Finish | Painted Finish |  |  |  |  | 9 | 3
Level 1 | PLA1219.D1 | IDT 1d | Single Door Single Swing | 2110 | 1060 | FD60S |  | 97 | L20/439 | No |  | No | Painted Finish | Painted Finish |  |  |  |  | 9 | 3
Level 1 | PLA1221.D1 | IDT 4a | Double Door Single Swing | 2110 | 1810 | FD60S |  | 119 | L20/439 | No |  | No | Painted Finish | Painted Finish |  |  |  |  | 09a | 3
Level 1 | PLA1222.D1 | IDT 4a | Double Door Single Swing | 2110 | 1810 | FD60S |  | 97 | L20/439 | No |  | No | Painted Finish | PVC Wrapped |  |  |  |  | 09a | 3
Level 1 | PLA1301.D1 | IDT 4a | Double Door Single Swing | 2110 | 1610 | FD60S |  | 97 | L20/439 | No |  | No | Painted Finish | Painted Finish |  |  |  |  | 09a | 3
Level 1 | PLA1302.D1 | IDT 4a | Double Door Single Swing | 2110 | 1610 | FD60S |  | 97 | L20/439 | No |  | No | Painted Finish | Painted Finish |  |  |  |  | 09a | 3
Level 1 | PLA1303.D1 | IDT 4a | Double Door Single Swing | 2110 | 1610 | FD60S |  | 97 | L20/439 | No |  | No | Painted Finish | Painted Finish |  |  |  |  | 09a | 3
Level 1 | PLA1305.D1 | IDT 4a | Double Door Single Swing | 2110 | 1810 | FD60S |  | 173 | L20/439 | No |  | No | Painted Finish | Painted Finish |  |  |  |  | 09a | 3
Level 1 | PLA1306.D1 | IDT 4a | Double Door Single Swing | 2110 | 1810 | FD60S |  | 173 | L20/439 | No |  | No | Painted Finish | Painted Finish |  |  |  |  | 09a | 3
Level 1 | PLA1307.D1 | IDT 4a | Double Door Single Swing | 2110 | 1810 | FD60S |  | 119 | L20/439 | No |  | No | Painted Finish | Painted Finish |  |  |  |  | 09a | 3
Level 1 | PLA1308.D1 | IDT 4a | Double Door Single Swing | 2110 | 1310 | FD60S |  | 119 | L20/439 | No |  | No | Painted Finish | Painted Finish |  |  |  |  | 09a | 3
Level 1 | PLA1312.D1 | IDT 1d | Single Door Single Swing | 2110 | 710 | FD60S |  | 83 | L20/431 | No |  | No | Painted Finish | Painted Finish |  |  |  |  | 9 | 3
Level 1 | RAD1C01.D1 | IDT 2b | Double Unequal Door Single Swing | 2110 | 1710 | FD30S |  | 97 | L20/431 | Yes | Yes | No | Laminate | PVC Wrapped |  | Kick/Mid/Edge | Delayed Close |  | 11p | 3
Level 1 | RAD1C01.D2 | IDT 3b | Double Door Single Swing | 2110 | 1910 |  |  | 127 | L20/431 | Yes | Yes | No | Laminate | PVC Wrapped |  | Kick/Mid/Edge | Delayed Close |  | 11q | 6
Level 1 | RAD1C02.D1 | IDT 3b | Double Door Single Swing | 2110 | 1910 | FD30S |  | 160 | L20/431 | Yes | Yes | No | Laminate | PVC Wrapped |  | Half Height/Edge | Delayed Close |  | 11m | 3
Level 1 | RAD1C02.D2 | IDT 3b | Double Door Single Swing | 2110 | 1910 | FD30S |  | 122 | L20/431 | Yes |  | No | Laminate | Painted Finish |  | Kick/Mid/Edge | Delayed Close |  | 21gDA | 3
Level 1 | RAD1C03.D1 | IDT 3b | Double Door Double Swing | 2110 | 1910 | FD30S |  | 97 | L20/431 | Yes |  | No | Laminate | Painted Finish |  | Kick/Mid/Edge | Delayed Close |  | 22d | 3
Level 1 | RAD1001.D1 | IDT 1d | Single Door Single Swing | 2110 | 910 |  |  | 97 | L20/431 | No |  | Yes | Laminate | Painted Finish |  | Kick |  |  | 06b | 6
Level 1 | RAD1002.D1 | IDT 1c | Single Door Single Swing | 2110 | 1060 |  | 30dB | 97 | L20/431 | Yes |  | No | Laminate | Painted Finish |  | Kick |  |  | 06b | 3
Level 1 | RAD1003.D1 | IDT 1d | Single Door Double Swing | 2110 | 1060 |  |  | 122 | L20/431 | No |  | No | Laminate | Painted Finish |  | Kick |  |  | 30a | 6
Level 1 | RAD1004.D1 | IDT 1d | Single Door Single Swing | 2110 | 810 |  |  | 122 | L20/431 | No |  | No | Laminate | Painted Finish |  | Kick |  |  | 3 | 6
Level 1 | RAD1005.D1 | IDT 1d | Single Door Single Swing | 2110 | 810 |  |  | 97 | L20/431 | No |  | No | Laminate | Painted Finish |  | Kick |  |  | 3 | 6
Level 1 | RAD1007.D1 | IDT 1d | Single Door Single Swing | 2110 | 1060 |  |  | 122 | L20/431 | No |  | No | Laminate | Painted Finish |  | Kick |  |  | 03b | 6
Level 1 | RAD1008.D1 | IDT 2d | Double Unequal Door Single Swing | 2110 | 1510 |  | 30dB | 97 | L20/431 | No |  | No | Laminate | Painted Finish |  | Kick |  |  | 17b | 3
Level 1 | RAD1009.D1 | IDT 2d | Double Unequal Door Single Swing | 2110 | 1510 |  | 30dB | 97 | L20/431 | No |  | No | Laminate | Painted Finish |  | Kick |  |  | 17b | 3
Level 1 | RAD1010.D1 | IDT 2d | Double Unequal Door Single Swing | 2110 | 1510 |  | 30dB | 97 | L20/431 | No |  | No | Laminate | Painted Finish |  | Kick |  |  | 17b | 3
Level 1 | RAD1011.D1 | IDT 1d | Single Door Single Swing | 2110 | 1060 |  | 30dB | 97 | L20/431 | No |  | No | Laminate | Painted Finish |  | Kick |  |  | 06b | 3
Level 1 | RAD1012.D1 | IDT 1d | Single Door Single Swing | 2110 | 1060 |  | 30dB | 97 | L20/431 | No |  | No | Laminate | Painted Finish |  | Kick |  |  | 06b | 3
Level 1 | RAD1013.D1 | IDT 1d | Single Door Single Swing | 2110 | 1060 |  | 30dB | 97 | L20/431 | No |  | No | Laminate | Painted Finish |  | Kick |  |  | 06b | 3
Level 1 | RAD1014.D1 | IDT 1d | Single Door Single Swing | 2110 | 1060 |  | 30dB | 97 | L20/431 | No |  | No | Laminate | Painted Finish |  | Kick |  |  | 06b | 3
Level 1 | RAD1015.D1 | IDT 1d | Single Door Single Swing | 2110 | 1060 |  | 30dB | 97 | L20/431 | No |  | No | Laminate | Painted Finish |  | Kick |  |  | 06b | 3
Level 1 | RAD1016.D1 | IDT 1d | Single Door Single Swing | 2110 | 1060 |  | 30dB | 97 | L20/431 | No |  | No | Laminate | Painted Finish |  | Kick |  |  | 06b | 3
Level 1 | RAD1017.D1 | IDT 1d | Single Door Single Swing | 2110 | 1060 |  | 30dB | 125 | L20/431 | No |  | No | Laminate | Painted Finish |  | Kick | Delayed Close | Code 3 | 19a | 3
Level 1 | RAD1017.D2 | IDT 2d | Double Unequal Door Single Swing | 2110 | 1510 |  | 30dB | 125 | L20/432 | No |  | No | Laminate | Painted Finish |  | Kick | Delayed Close | Code 3 | 18 | 3
Level 1 | RAD1018.D1 | IDT 1d | Single Door Single Swing | 2110 | 1060 |  | 30dB | 125 | L20/431 | No |  | No | Laminate | Painted Finish |  | Kick | Delayed Close | Code 3 | 19a | 3
Level 1 | RAD1018.D2 | IDT 2d | Double Unequal Door Single Swing | 2110 | 1510 |  | 30dB | 125 | L20/432 | No |  | No | Laminate | Painted Finish |  | Kick | Delayed Close | Code 3 | 18 | 3
Level 1 | RAD1019.D1 | IDT 1d | Single Door Single Swing | 2110 | 1060 |  | 30dB | 112 | L20/432 | No |  | No | Laminate | Painted Finish |  | Kick | Delayed Close | Code 3 | 19a | 3
Level 1 | RAD1019.D2 | IDT 2d | Double Unequal Door Single Swing | 2110 | 1510 |  | 30dB | 112 | L20/432 | No |  | No | Laminate | Painted Finish |  | Kick | Delayed Close | Code 3 | 18 | 3
Level 1 | RAD1020.D1 | IDT 2d | Double Unequal Door Single Swing | 2110 | 1510 |  | 30dB | 125 | L20/432 | No |  | No | Laminate | Painted Finish |  | Kick | Delayed Close | Code 3 | 18 | 3
Level 1 | RAD1021.D1 | IDT 2d | Double Unequal Door Single Swing | 2110 | 1510 |  | 30dB | 112 | L20/432 | No |  | No | Laminate | Painted Finish |  | Kick | Delayed Close | Code 3 | 18 | 3
Level 1 | RAD1021.D2 | IDT 12 | Bi-fold | 2110 | 1060 |  | 30dB | 112 | L20/431 | No |  | No | Laminate | Painted Finish |  | Kick |  |  | 49 | 3
Level 1 | RAD1022.D1 | IDT 1d | Single Door Single Swing | 2110 | 810 |  |  | 122 | L20/431 | No |  | No | Laminate | Painted Finish |  | Kick |  |  | 03b | 6
Level 1 | RAD1023.D1 | IDT 1d | Single Door Single Swing | 2110 | 1010 |  |  | 122 | L20/431 | No |  | No | Laminate | Painted Finish |  | Kick | Delayed Close |  | 03DA | 6
Level 1 | RAD1024.D1 | IDT 1d | Single Door Single Swing | 2110 | 1060 |  | 30dB | 122 | L20/431 | No |  | No | Laminate | Painted Finish |  | Kick |  |  | 06b | 6
Level 1 | RAD1026.D1 | IDT 1d | Single Door Single Swing | 2110 | 1060 |  |  | 97 | L20/431 | No | Yes | No | Laminate | Painted Finish |  | Kick |  |  | 04b | 6
Level 1 | RAD1027.D1 | IDT 1d | Single Door Single Swing | 2110 | 1060 |  |  | 97 | L20/431 | No |  | No | Laminate | Painted Finish |  | Kick | Delayed Close |  | 06b | 6
Level 1 | RAD1028.D1 | IDT 3c | Double Door Single Swing | 2110 | 1910 | FD60S | 30dB | 97 | L20/431 | Yes |  | No | Laminate | Painted Finish | IBT 01 | Kick | Delayed Close |  | 21aDA | 3
Level 1 | RAD1029.D1
Level 1 | RAD1030.D1 | IDT 1d | Single Door Single Swing | 2110 | 1060 |  |  | 97 | L20/431 | No |  | No | Laminate | Painted Finish |  | Kick |  |  | 06b | 6 | Supply only
Level 1 | RAD1031.D1 | IDT 1c | Single Door Single Swing | 2110 | 1060 |  |  | 127 | L20/431 | Yes |  | No | Laminate | Painted Finish | IBT 01 | Kick |  |  | 06b | 6
Level 1 | RAD1036.D1 | IDT 2d | Double Unequal Door Single Swing | 2110 | 1510 |  |  | 122 | L20/431 | No |  | No | Laminate | Painted Finish |  | Kick |  |  | 17b | 6
Level 1 | RAD1038.D1 | IDT 1d | Single Door Single Swing | 2110 | 1060 | FD60S |  | 97 | L20/431 | No |  | No | Laminate | Painted Finish |  | Kick |  |  | 6 | 3
Level 1 | RAD1039.D1 | IDT 1d | Single Door Single Swing | 2110 | 1060 |  |  | 114 | L20/432 | No |  | No | Laminate | Painted Finish |  | Kick | Delayed Close | Code 5 | 19a | 3
Level 1 | RAD1039.D2 | IDT 3d | Double Door Single Swing | 2110 | 1810 | FD60S | 30dB | 180 | L20/432 | No |  | No | Laminate | Painted Finish |  | Kick | Delayed Close | Code 4 | 26b | 3
Level 1 | RAD1040.D1 | IDT 1d | Single Door Single Swing | 2110 | 1060 |  |  | 97 | L20/431 | No |  | No | Laminate | Painted Finish |  | Kick |  |  | 06b | 6
Level 1 | RAD1041.D1 | IDT 3d | Double Door Single Swing | 2110 | 1810 | FD60S | 30dB | 180 | L20/432 | No |  | No | Laminate | Painted Finish |  | Kick | Delayed Close | Code 4 | 26b | 3
Level 1 | RAD1041.D2 | IDT 1d | Single Door Single Swing | 2110 | 1060 |  |  | 114 | L20/432 | No |  | No | Laminate | Painted Finish |  | Kick | Delayed Close | Code 5 | 19a | 3
Level 1 | RAD1042.D1 | IDT 1d | Single Door Single Swing | 2110 | 1060 | FD60S |  | 97 | L20/431 | No |  | No | Laminate | Painted Finish |  | Kick |  |  | 6 | 3
Level 1 | RAD1044.D1 | IDT 1d | Single Door Single Swing | 2110 | 810 |  |  | 122 | L20/431 | No |  | No | Laminate | Painted Finish |  | Kick |  |  | 03b | 6
Level 1 | RAD1045.D1 | IDT 1d | Single Door Single Swing | 2110 | 810 |  |  | 122 | L20/431 | No |  | No | Laminate | Painted Finish |  | Kick |  |  | 03b | 6
Level 1 | RAD1047.D1 | IDT 2d | Double Unequal Door Single Swing | 2110 | 1510 |  |  | 97 | L20/431 | No |  | No | Laminate | Painted Finish |  | Kick |  |  | 17b | 6
Level 1 | RAD1048.D1 | IDT 1d | Single Door Single Swing | 2110 | 1010 |  |  | 97 | L20/431 | No |  | No | Laminate | Painted Finish |  | Kick |  |  | 06b | 6
Level 1 | RAD1049.D1 | IDT 2d | Double Unequal Door Single Swing | 2110 | 1510 | FD30S |  | 97 | L20/431 | No |  | No | Laminate | PVC Wrapped |  | Half Height/Edge | Delayed Close |  | 17c | 3
Level 2 | ACC2C01.D1 | IDT 3b | Double Door Single Swing | 2110 | 1910 | FD30S |  | 122 | L20/431 | Yes | Yes | No | Laminate | Painted Finish |  | Kick/Edge | Delayed Close |  | 11DA | 3
Level 2 | ACC2C01.D2 | IDT 3b | Double Door Single Swing | 2110 | 1910 | FD30S |  | 97 | L20/431 | Yes | Yes | No | Laminate | Painted Finish |  | Kick |  |  | 11 | 3
Level 2 | ACC2C03.D1 | IDT 3b | Double Door Double Swing | 2110 | 1910 | FD30S |  | 97 | L20/435 | Yes |  | No | PVC Wrapped | PVC Wrapped |  |  | Delayed Close |  | 22c | 3
Level 2 | ACC2C03.D3 | IDT 3b | Double Door Double Swing | 2110 | 1910 | FD30S |  | 97 | L20/435 | Yes |  | No | PVC Wrapped | PVC Wrapped |  |  | Delayed Close |  | 22c | 3
Level 2 | ACC2C04.D1 | IDT 3b | Double Door Single Swing | 2110 | 1910 | FD30S |  | 97 | L20/435 | Yes |  | No | PVC Wrapped | PVC Wrapped |  |  | Delayed Close |  | 21dDA | 3
Level 2 | ACC2C05.D1 | IDT 1d | Single Door Single Swing | 2110 | 1060 |  |  | 97 | L20/435 | No |  | No | PVC Wrapped | PVC Wrapped |  |  |  |  | 06c | 6
Level 2 | ACC2C05.D2 | IDT 1d | Single Door Single Swing | 2110 | 1060 |  |  | 97 | L20/435 | No |  | No | PVC Wrapped | PVC Wrapped |  |  |  |  | 06c | 6
Level 2 | ACC2C06.D1 | IDT 3b | Double Door Single Swing | 2110 | 1910 | FD30S |  | 122 | L20/435 | Yes |  | No | PVC Wrapped | PVC Wrapped |  |  | Delayed Close |  | 21dDA | 3
Level 2 | ACC2002.D2 | IDT 1d | Single Door Single Swing | 2110 | 1060 |  |  | 97 | L20/431 | No |  | No | Laminate | Painted Finish |  | Kick |  |  | 06b | 6
Level 2 | ACC2003.D1 | IDT 2d | Double Unequal Door Single Swing | 2110 | 1510 |  | 30dB | 97 | L20/431 | No |  | No | Laminate | Painted Finish |  | Kick |  |  | 17b | 3
Level 2 | ACC2004.D1 | IDT 2d | Double Unequal Door Single Swing | 2110 | 1510 |  | 30dB | 97 | L20/431 | No |  | No | Laminate | Painted Finish |  | Kick |  |  | 17b | 3
Level 2 | ACC2005.D1 | IDT 2d | Double Unequal Door Single Swing | 2110 | 1510 |  | 30dB | 97 | L20/431 | No |  | No | Laminate | Painted Finish |  | Kick |  |  | 17b | 3
Level 2 | ACC2006.D1 | IDT 2d | Double Unequal Door Single Swing | 2110 | 1510 |  | 30dB | 97 | L20/431 | No |  | No | Laminate | Painted Finish |  | Kick |  |  | 17b | 3
Level 2 | ACC2007.D1 | IDT 1d | Single Door Single Swing | 2110 | 1060 |  |  | 97 | L20/431 | No |  | No | Laminate | Painted Finish |  | Kick |  |  | 06b | 6
Level 2 | ACC2008.D1 | IDT 1c | Single Door Single Swing | 2110 | 1060 |  | 30dB | 122 | L20/431 | Yes |  | No | Laminate | Painted Finish |  | Kick |  |  | 06b | 3
Level 2 | ACC2009.D1 | IDT 1f | Single Door Single Swing | 2110 | 1060 |  | 30dB | 97 | L20/431 | Yes |  | No | Laminate | Painted Finish | IBT 07 | Kick |  |  | 06b | 3
Level 2 | ACC2010.D1 | IDT 1d | Single Door Single Swing | 2110 | 1060 |  |  | 97 | L20/431 | No | Yes | No | Laminate | Painted Finish |  | Kick |  |  | 04b | 6
Level 2 | ACC2011.D1 | IDT 1d | Single Door Single Swing | 2110 | 810 |  |  | 97 | L20/431 | No |  | No | Laminate | Painted Finish |  | Kick |  |  | 03b | 6
Level 2 | ACC2012.D1 | IDT 1d | Single Door Single Swing | 2110 | 810 |  |  | 97 | L20/431 | No |  | No | Laminate | Painted Finish |  | Kick |  |  | 03b | 6
Level 2 | ACC2013.D1 | IDT 1d | Single Door Single Swing | 2110 | 1060 |  |  | 97 | L20/431 | No | Yes | No | Laminate | Painted Finish |  | Kick |  |  | 04b | 6
Level 2 | ACC2014.D1 | IDT 1d | Single Door Single Swing | 2110 | 810 |  |  | 97 | L20/431 | No |  | No | Laminate | Painted Finish |  | Kick |  |  | 03b | 6
Level 2 | ACC2015.D1 | IDT 1d | Single Door Single Swing | 2110 | 810 |  |  | 97 | L20/431 | No |  | No | Laminate | Painted Finish |  | Kick |  |  | 03b | 6
Level 2 | ACC2016.D1 | IDT 1d | Single Door Single Swing | 2110 | 1060 |  |  | 97 | L20/431 | No |  | No | Laminate | Painted Finish |  | Kick |  |  | 03b | 6
Level 2 | ACC2017.D1 | IDT 1f | Single Door Single Swing | 2110 | 1060 |  | 30dB | 97 | L20/431 | Yes |  | No | Laminate | Painted Finish | IBT 07 | Kick |  |  | 06b | 3
Level 2 | ACC2018.D1 | IDT 3d | Double Door Single Swing | 2110 | 1910 |  | 30dB | 97 | L20/431 | No |  | No | Laminate | Painted Finish |  | Kick | Delayed Close |  | 21DA | 3
Level 2 | ACC2019.D1 | IDT 1c | Single Door Single Swing | 2110 | 1210 |  |  | 112 | L20/436 | Yes | Interlink | No | PVC Wrapped | PVC Wrapped | IBT 03 |  | Delayed Close | Code 3 | 44 | 3 | Blackout. Interlinked with ACC2025.D1
Level 2 | ACC2019.D2 | IDT 3d | Double Door Single Swing | 2110 | 1910 |  | 30dB | 112 | L20/436 | No |  | No | PVC Wrapped | PVC Wrapped |  |  | Delayed Close | Code 3 | 13c | 3
Level 2 | ACC2020.D1 | IDT 1d | Single Door Single Swing | 2110 | 1060 |  |  | 97 | L20/435 | No |  | No | PVC Wrapped | PVC Wrapped |  |  | Delayed Close |  | 05cDA | 6
Level 2 | ACC2020.D2 | IDT 1c | Single Door Single Swing | 2110 | 1060 |  |  | 112 | L20/436 | Yes |  | No | PVC Wrapped | PVC Wrapped | IBT 03 |  | Delayed Close | Code 3 | 19c+ | 3 | Blackout.
Level 2 | ACC2023.D1 | IDT 1d | Single Door Single Swing | 2110 | 1060 |  |  | 97 | L20/435 | No |  | No | PVC Wrapped | PVC Wrapped |  |  | Delayed Close |  | 05cDA | 6
Level 2 | ACC2024.D1 | IDT 1d | Single Door Single Swing | 2110 | 1060 |  |  | 112 | L20/436 | No |  | No | PVC Wrapped | PVC Wrapped |  |  | Delayed Close | Code 3 | 19c | 3
Level 2 | ACC2024.D2 | IDT 1d | Single Door Single Swing | 2110 | 1060 |  |  | 112 | L20/436 | No |  | No | PVC Wrapped | PVC Wrapped |  |  | Delayed Close | Code 3 | 19c | 3
Level 2 | ACC2025.D1 | IDT 1c | Single Door Single Swing | 2110 | 1210 |  |  | 112 | L20/436 | Yes | Interlink | No | PVC Wrapped | PVC Wrapped | IBT 03 |  | Delayed Close | Code 3 | 44 | 3 | Blackout. Interlinked with ACC2019.D1
Level 2 | ACC2025.D2 | IDT 3d | Double Door Single Swing | 2110 | 1910 |  |  | 112 | L20/436 | No |  | No | PVC Wrapped | PVC Wrapped |  |  | Delayed Close | Code 3 | 13c | 3
Level 2 | ACC2026.D1 | IDT 1d | Single Door Single Swing | 2110 | 1060 |  |  | 97 | L20/435 | No |  | No | PVC Wrapped | PVC Wrapped |  |  | Delayed Close |  | 05cDA | 6
Level 2 | ACC2026.D2 | IDT 1c | Single Door Single Swing | 2110 | 1060 |  |  | 112 | L20/436 | Yes |  | No | PVC Wrapped | PVC Wrapped | IBT 03 |  | Delayed Close | Code 3 | 19c+ | 3 | Blackout.
Level 2 | ACC2029.D1 | IDT 2d | Double Unequal Door Single Swing | 2110 | 1510 |  |  | 97 | L20/431 | No |  | No | Laminate | Painted Finish |  | Kick |  |  | 17b | 6
Level 2 | ACC2031.D1 | [7 empty] | L11/579A | [11 empty] | Part of Glazed Screen ACC2031.S1
Level 2 | ACC2044.D1 | IDT 1d | Single Door Single Swing | 2110 | 1060 |  |  | 97 | L20/431 | No |  | No | Laminate | Painted Finish |  | Kick |  |  | 03b | 6
Level 2 | ACC2047.D1 | IDT 3d | Double Door Single Swing | 2110 | 1910 |  |  | 97 | L20/431 | No |  | No | Laminate | Painted Finish |  | Kick | Delayed Close |  | 42 | 6
Level 2 | ACC2051.D1 | IDT 1d | Single Door Single Swing | 2110 | 1060 |  |  | 122 | L20/431 | No |  | No | Laminate | Painted Finish |  | Kick |  |  | 06b | 6
Level 2 | ACC2052.D1 | IDT 2d | Double Unequal Door Single Swing | 2110 | 1510 | FD30S |  | 97 | L20/431 | No | Yes | No | Laminate | PVC Wrapped |  | Half Height/Edge | Delayed Close |  | 17c | 3
Level 2 | ACC2053.D1 | IDT 1d | Single Door Single Swing | 2110 | 1060 |  |  | 97 | L20/431 | No |  | No | Laminate | Painted Finish |  | Kick |  |  | 06b | 6
Level 2 | ACU2C02.D1 | IDT 1b | Single Door Single Swing | 2110 | 1060 |  |  | 97 | L20/431 | Yes |  | No | Laminate | Painted Finish |  | Kick |  |  | 05a | 6
Level 2 | ACU2C03.D1 | IDT 3b | Double Door Double Swing | 2110 | 1910 | FD30S |  | 97 | L20/431 | Yes |  | No | Laminate | Painted Finish |  | Kick/Edge | Hold Open |  | 12e* | 3
Level 2 | ACU2C03.D2 | IDT 3b | Double Door Single Swing | 2110 | 1910 | FD30S |  | 97 | L20/431 | Yes | Yes | No | Laminate | Painted Finish |  | Kick/Edge |  |  | 11* | 3
Level 2 | ACU2C03.D3 | IDT 3b | Double Door Double Swing | 2110 | 1910 | FD30S |  | 97 | L20/431 | Yes |  | No | Laminate | Painted Finish |  | Kick/Edge | Hold Open |  | 12e* | 3
Level 2 | ACU2C04.D1 | IDT 3b | Double Door Double Swing | 2110 | 1910 | FD30S |  | 97 | L20/431 | Yes |  | No | Laminate | Painted Finish |  | Kick/Edge | Hold Open |  | 12e* | 3
Level 2 | ACU2C04.D2 | IDT 3b | Double Door Single Swing | 2110 | 1910 | FD30S |  | 97 | L20/431 | Yes | Yes | No | Laminate | Painted Finish |  | Kick/Edge |  |  | 11* | 3
Level 2 | ACU2101.D1 | IDT 1d | Single Door Single Swing | 2110 | 1060 |  | 30dB | 112 | L20/432 | No |  | No | Laminate | Painted Finish |  | Kick | Delayed Close | Code 3 | 19a | 3
Level 2 | ACU2101.D2 | IDT 3d | Double Door Single Swing | 2110 | 1910 |  | 30dB | 112 | L20/432 | No |  | No | Laminate | Painted Finish |  | Kick |  | Code 3 | 26a | 3
Level 2 | ACU2102.D1 | IDT 1d | Single Door Single Swing | 2110 | 1060 |  |  | 112 | L20/431 | No |  | No | Laminate | Painted Finish |  | Kick |  |  | 05a | 6
Level 2 | ACU2103.D1 | IDT 1d | Single Door Single Swing | 2110 | 1060 |  |  | 97 | L20/431 | No |  | No | Laminate | Painted Finish |  | Kick |  |  | 06b | 6
Level 2 | ACU2104.D1 | IDT 1d | Single Door Single Swing | 2110 | 1060 |  |  | 112 | L20/432 | No |  | No | Laminate | Painted Finish |  | Kick | Delayed Close | Code 3 | 19a | 3
Level 2 | ACU2104.D2 | IDT 1d | Single Door Single Swing | 2110 | 1060 |  |  | 97 | L20/431 | No |  | No | Laminate | Painted Finish |  | Kick | Delayed Close |  | 05aDA | 6
Level 2 | ACU2109.D1 | IDT 1d | Single Door Single Swing | 2110 | 1060 |  |  | 97 | L20/431 | No |  | No | Laminate | Painted Finish |  | Kick |  |  | 03b | 6
Level 2 | ACU2110.D1 | IDT 1d | Single Door Single Swing | 2110 | 1060 | FD30S |  | 97 | L20/431 | No | Yes | No | Laminate | Painted Finish |  | Kick |  |  | 4 | 3
Level 2 | ACU2111.D1 | IDT 2a | Double Unequal Door Single Swing | 2110 | 1480 |  | 30dB | 97 | L20/431 | Yes |  | No | Laminate | Painted Finish | IBT 08 | Kick |  |  | 1 | 3
Level 2 | ACU2111A.D1 | IDT 2d | Double Unequal Door Single Swing | 2110 | 1710 |  |  | 97 | L20/431 | No |  | No | Laminate | Painted Finish |  | Kick |  |  | 1 | 6
Level 2 | ACU2112.D1 | IDT 2a | Double Unequal Door Single Swing | 2110 | 1480 |  | 30dB | 97 | L20/431 | Yes |  | No | Laminate | Painted Finish | IBT 08 | Kick |  |  | 1 | 3
Level 2 | ACU2112A.D1 | IDT 2d | Double Unequal Door Single Swing | 2110 | 1710 |  |  | 97 | L20/431 | No |  | No | Laminate | Painted Finish |  | Kick |  |  | 1 | 6
Level 2 | ACU2116A.D1 | IDT 1d | Single Door Single Swing | 2110 | 1060 |  |  | 97 | L20/431 | No |  | No | Laminate | Painted Finish |  | Kick |  |  | 03g | 20
Level 2 | ACU2121A.D1 | IDT 1d | Single Door Single Swing | 2110 | 1060 |  |  | 97 | L20/431 | No |  | No | Laminate | Painted Finish |  | Kick |  |  | 03g | 20
Level 2 | ACU2129.D1 | IDT 1d | Single Door Single Swing | 2110 | 1060 |  |  | 97 | L20/431 | No |  | No | Laminate | Painted Finish |  | Kick |  |  | 06b | 6
Level 2 | ACU2130.D1 | IDT 2d | Double Unequal Door Single Swing | 2110 | 1510 |  |  | 97 | L20/431 | No |  | No | Laminate | Painted Finish |  | Kick |  |  | 17b | 6
Level 2 | ACU2132.D1 | IDT 1c | Single Door Single Swing | 2110 | 1060 |  |  | 97 | L20/431 | Yes |  | No | Laminate | Painted Finish |  | Kick |  |  | 06b | 6
Level 2 | ACU2133.D1 | IDT 1d | Single Door Single Swing | 2110 | 1060 |  |  | 97 | L20/431 | No |  | No | Laminate | Painted Finish |  | Kick |  |  | 06b | 6
Level 2 | ACU2134.D1 | IDT 1d | Single Door Single Swing | 2110 | 1060 |  |  | 97 | L20/431 | No |  | No | Laminate | Painted Finish |  | Kick |  |  | 03b | 6
Level 2 | ACU2135.D1 | IDT 1d | Single Door Single Swing | 2110 | 1060 |  |  | 97 | L20/431 | No |  | No | Laminate | Painted Finish |  | Kick |  |  | 06b | 6
Level 2 | ACU2142.D1 | IDT 2d | Double Unequal Door Single Swing | 2110 | 1510 |  |  | 97 | L20/431 | No |  | No | Laminate | Painted Finish |  | Kick |  |  | 2 | 6
Level 2 | ACU2142.D2 | IDT 2d | Double Unequal Door Single Swing | 2110 | 1510 |  |  | 97 | L20/431 | No |  | No | Laminate | Painted Finish |  | Kick |  |  | 2 | 6
Level 2 | ACU2177.D1 | IDT 1d | Single Door Single Swing | 2110 | 1060 |  |  | 97 | L20/431 | No |  | No | Laminate | Painted Finish |  | Kick |  |  | 06b | 6
Level 2 | ACU2181.D1 | IDT 1c | Single Door Single Swing | 2110 | 1060 |  |  | 97 | L20/431 | Yes |  | No | Laminate | Painted Finish |  | Kick |  |  | 06b | 6
Level 2 | ACU2185.D1 | IDT 1d | Single Door Single Swing | 2110 | 1060 |  |  | 127 | L20/431 | No |  | No | Laminate | Painted Finish |  | Kick |  |  | 03b | 6
Level 2 | ACU2194.D1 | IDT 1d | Single Door Single Swing | 2110 | 1060 |  | 30dB | 97 | L20/431 | No |  | No | Laminate | Painted Finish |  | Kick |  |  | 06b | 6
Level 2 | ACU2197.D1 | IDT 1d | Single Door Single Swing | 2110 | 1060 |  |  | 97 | L20/431 | No |  | No | Laminate | Painted Finish |  | Kick |  |  | 03b | 6
Level 2 | ACU2198.D1 | IDT 2d | Double Unequal Door Single Swing | 2110 | 1510 |  |  | 127 | L20/431 | No |  | No | Laminate | Painted Finish |  | Kick |  |  | 17b | 6
Level 2 | ADM2C01.D1 | IDT 3b | Double Door Single Swing | 2110 | 1910 | FD30S |  | 97 | L20/431 | Yes |  | No | Laminate | Painted Finish |  | Kick | Hold Open |  | 12 | 3
Level 2 | ADM2002.D1 | [7 empty] | L11/579 | [11 empty] | Part of Glazed Screen ADM2002.S1
Level 2 | ADM2003.D1 | [7 empty] | L11/579 | [11 empty] | Part of Glazed Screen ADM2003.S1
Level 2 | ADM2004.D1 | [7 empty] | L11/579 | [11 empty] | Part of Glazed Screen ADM2004.S1
Level 2 | ADM2005.D1 | [7 empty] | L11/579 | [11 empty] | Part of Glazed Screen ADM2005.S1
Level 2 | ADM2006.D1 | [7 empty] | L11/579 | [11 empty] | Part of Glazed Screen ADM2006.S1
Level 2 | ADM2007.D1 | [7 empty] | L11/579 | [11 empty] | Part of Glazed Screen ADM2007.S1
Level 2 | ADM2008.D1 | [7 empty] | L11/579 | [11 empty] | Part of Glazed Screen ADM2008.S1
Level 2 | ADM2009.D1 | [7 empty] | L11/579 | [11 empty] | Part of Glazed Screen ADM2009.S1
Level 2 | ADM2010.D1 | [7 empty] | L11/579 | [11 empty] | Part of Glazed Screen ADM2010.S1
Level 2 | ADM2011.D1 | [7 empty] | L11/579 | [11 empty] | Part of Glazed Screen ADM2011.S1
Level 2 | ADM2012.D1 | [7 empty] | L11/579A | [11 empty] | Part of Glazed Screen ADM2012.S1
Level 2 | ADM2013.D1 | [7 empty] | L11/579 | [11 empty] | Part of Glazed Screen ADM2013.S1
Level 2 | ADM2014.D1 | IDT 2d | Double Unequal Door Single Swing | 2110 | 1510 | FD60S |  | 122 | L20/431 | No |  | No | Laminate | PVC Wrapped |  | Half Height/Edge | Delayed Close |  | 17c | 3
Level 2 | ADM2017.D1 | IDT 1d | Single Door Single Swing | 2110 | 1060 |  |  | 97 | L20/431 | No |  | No | Laminate | Painted Finish |  | Kick |  |  | 3 | 6
Level 2 | ADM2018.D1 | IDT 1d | Single Door Single Swing | 2110 | 810 |  |  | 97 | L20/431 | No |  | No | Laminate | Painted Finish |  | Kick |  |  | 3 | 6
Level 2 | ADM2019.D1 | IDT 1d | Single Door Single Swing | 2110 | 810 |  |  | 97 | L20/431 | No |  | No | Laminate | Painted Finish |  | Kick |  |  | 3 | 6
Level 2 | ADM2020.D1 | IDT 1c | Single Door Single Swing | 2110 | 1060 |  |  | 97 | L20/431 | Yes |  | No | Laminate | Painted Finish |  | Kick |  |  | 06b | 6
Level 2 | ADM2021.D1 | [7 empty] | L11/579 | [11 empty] | Part of Glazed Screen ADM2021.S1
Level 2 | ADM2022.D1 | IDT 1e | Single Door Single Swing | 2110 | 1060 |  | 30dB | 122 | L20/431 | Yes |  | No | Laminate | Painted Finish | IBT 07 | Kick |  |  | 16 | 3
Level 2 | ADM2023.D1 | IDT 1e | Single Door Single Swing | 2110 | 1060 |  | 30dB | 122 | L20/431 | Yes |  | No | Laminate | Painted Finish | IBT 07 | Kick |  |  | 16 | 3
Level 2 | ADM2024.D1 | [7 empty] | L11/579A | [11 empty] | Part of Glazed Screen ADM2024.S1
Level 2 | CCU2C01.D1 | IDT 1b | Single Door Single Swing | 2110 | 1060 | FD30S |  | 97 | L20/431 | Yes | Yes | No | Laminate | Painted Finish |  | Kick/Edge |  |  | 33a* | 3
Level 2 | CCU2C01.D2 | IDT 3b | Double Door Single Swing | 2110 | 1910 | FD30S |  | 97 | L20/431 | Yes | Yes | No | Laminate | PVC Wrapped |  | Half Height/Edge | Delayed Close |  | 11eDA | 3
Level 2 | CCU2C03.D1 | IDT 3b | Double Door Single Swing | 2110 | 1910 | FD30S |  | 97 | L20/431 | Yes | Yes | No | Laminate | PVC Wrapped |  | Half Height/Edge | Delayed Close |  | 11eDA | 3
Level 2 | CCU2C03.D2 | IDT 1b | Single Door Single Swing | 2110 | 1060 | FD30S |  | 97 | L20/431 | Yes | Yes | No | Laminate | Painted Finish |  | Kick |  |  | 33a | 3
Level 2 | CCU2C04.D2 | IDT 3b | Double Door Single Swing | 2110 | 1910 | FD30S |  | 97 | L20/431 | Yes |  | No | Laminate | Painted Finish |  | Kick/Edge | Hold Open |  | 12* | 3
Level 2 | CCU2C04.D3 | IDT 3b | Double Door Single Swing | 2110 | 1910 | FD30S |  | 97 | L20/431 | Yes |  | No | Laminate | Painted Finish |  | Kick/Edge | Hold Open |  | 12* | 3
Level 2 | CCU2C04.D4 | IDT 3b | Double Door Single Swing | 2110 | 1910 | FD30S |  | 97 | L20/431 | Yes |  | No | Laminate | Painted Finish |  | Kick/Edge | Hold Open |  | 12* | 3
Level 2 | CCU2C06.D1 | IDT 3b | Double Door Single Swing | 2110 | 1910 | FD30S |  | 97 | L20/431 | Yes |  | No | Laminate | Painted Finish |  | Kick/Edge | Hold Open |  | 12* | 3
Level 2 | CCU2C07.D1 | IDT 3b | Double Door Single Swing | 2110 | 1910 | FD30S |  | 97 | L20/431 | Yes |  | No | Laminate | Painted Finish |  | Kick/Edge | Hold Open |  | 12* | 3
Level 2 | CCU2C08.D1 | IDT 3b | Double Door Single Swing | 2110 | 1910 | FD30S |  | 97 | L20/431 | Yes |  | No | Laminate | Painted Finish |  | Kick/Edge | Hold Open |  | 12* | 3
Level 2 | CCU2C08.D3 | IDT 3b | Double Door Single Swing | 2110 | 1910 |  |  | 97 | L20/431 | Yes |  | No | Laminate | Painted Finish |  | Kick/Edge | Delayed Close |  | 21*DA | 6
Level 2 | CCU2C10.D1 | IDT 3b | Double Door Single Swing | 2110 | 1910 | FD30S |  | 97 | L20/431 | Yes | Yes | No | Laminate | Painted Finish |  | Kick |  |  | 11d | 3
Level 2 | CCU2001.D1 | IDT 1d | Single Door Single Swing | 2110 | 1060 |  |  | 97 | L20/431 | No |  | No | Laminate | Painted Finish |  | Kick |  |  | 06b | 6
Level 2 | CCU2003.D1 | IDT 1d | Single Door Single Swing | 2110 | 810 |  |  | 97 | L20/431 | No |  | No | Laminate | Painted Finish |  | Kick |  |  | 3 | 6
Level 2 | CCU2004.D1 | IDT 1d | Single Door Single Swing | 2110 | 810 |  |  | 97 | L20/431 | No |  | No | Laminate | Painted Finish |  | Kick |  |  | 3 | 6
Level 2 | CCU2006.D1 | IDT 1d | Single Door Single Swing | 2110 | 1060 |  | 30dB | 97 | L20/431 | No |  | No | Laminate | Painted Finish |  | Kick |  |  | 06b | 3
Level 2 | CCU2007.D1 | IDT 1d | Single Door Single Swing | 2110 | 1060 |  | 30dB | 97 | L20/431 | No |  | No | Laminate | Painted Finish |  | Kick |  |  | 06b | 3
Level 2 | CCU2008.D1 | IDT 1c | Single Door Single Swing | 2110 | 1060 |  | 30dB | 97 | L20/431 | Yes |  | No | Laminate | Painted Finish |  | Kick |  |  | 06b | 3
Level 2 | CCU2009.D1 | IDT 1d | Single Door Single Swing | 2110 | 810 |  |  | 97 | L20/431 | No |  | No | Laminate | Painted Finish |  | Kick |  |  | 03b | 6
Level 2 | CCU2010.D1 | IDT 2d | Double Unequal Door Single Swing | 2110 | 1510 | FD30S |  | 97 | L20/431 | No | Yes | No | Laminate | PVC Wrapped |  | Half Height/Edge | Delayed Close |  | 08h | 3
Level 2 | CCU2011.D1 | IDT 2d | Double Unequal Door Single Swing | 2110 | 1510 |  |  | 97 | L20/431 | No |  | No | Laminate | Painted Finish |  | Kick |  |  | 17b | 6
Level 2 | CCU2012.D1 | [7 empty] | L11/579 | [11 empty] | Part of Glazed Screen CCU2012.S1
Level 2 | CCU2013.D1 | [7 empty] | L11/579 | [11 empty] | Part of Glazed Screen CCU2013.S1
Level 2 | CCU2014.D1 | IDT 11b | Double Door Opposing Swing | 2110 | 1910 |  | 30dB | 97 | L20/431 | Yes |  | No | Laminate | Painted Finish | IBT 01 | Kick | Delayed Close |  | 21bDA | 3
Level 2 | CCU2014A.D1 | IDT 3b | Double Door Single Swing | 2110 | 1910 | FD30S |  | 97 | L20/431 | Yes |  | No | Laminate | Painted Finish |  | Kick | Delayed Close |  | 21aDA | 3
Level 2 | CCU2015.D1 | [7 empty] | L11/579 | [11 empty] | Part of Glazed Screen CCU2015.S1
Level 2 | CCU2016.D1 | [7 empty] | L11/579 | [11 empty] | Part of Glazed Screen CCU2016.S1
Level 2 | CCU2017.D1 | [7 empty] | L11/579 | [11 empty] | Part of Glazed Screen CCU2017.S3
Level 2 | CCU2018.D1 | [7 empty] | L11/579 | [11 empty] | Part of Glazed Screen CCU2018.S1
Level 2 | CCU2019.D1 | [7 empty] | L11/579 | [11 empty] | Part of Glazed Screen CCU2019.S1
Level 2 | CCU2020.D1 | [7 empty] | L11/579 | [11 empty] | Part of Glazed Screen CCU2020.S2
Level 2 | CCU2021.D1 | [7 empty] | L11/579 | [11 empty] | Part of Glazed Screen CCU2021.S1
Level 2 | CCU2022.D1 | [7 empty] | L11/579 | [11 empty] | Part of Glazed Screen CCU2022.S1
Level 2 | CCU2023.D1 | [7 empty] | L11/579 | [11 empty] | Part of Glazed Screen CCU2023.S1
Level 2 | CCU2024.D1 | [7 empty] | L11/579 | [11 empty] | Part of Glazed Screen CCU2024.S1
Level 2 | CCU2025.D1 | [7 empty] | L11/579 | [11 empty] | Part of Glazed Screen CCU2025.S1
Level 2 | CCU2026.D1 | [7 empty] | L11/579 | [11 empty] | Part of Glazed Screen CCU2026.S1
Level 2 | CCU2027.D1 | [7 empty] | L11/579 | [11 empty] | Part of Glazed Screen CCU2027.S1
Level 2 | CCU2028.D1 | [7 empty] | L11/579 | [11 empty] | Part of Glazed Screen CCU2028.S1
Level 2 | CCU2029.D1 | [7 empty] | L11/579 | [11 empty] | Part of Glazed Screen CCU2029.S1
Level 2 | CCU2030.D1 | [7 empty] | L11/579 | [11 empty] | Part of Glazed Screen CCU2030.S1
Level 2 | CCU2031.D1 | [7 empty] | L11/579 | [11 empty] | Part of Glazed Screen CCU2031.S5
Level 2 | CCU2032.D1 | [7 empty] | L11/579 | [11 empty] | Part of Glazed Screen CCU2032.S1
Level 2 | CCU2033.D1 | [7 empty] | L11/579 | [11 empty] | Part of Glazed Screen CCU2033.S1
Level 2 | CCU2034.D1 | [7 empty] | L11/579 | [11 empty] | Part of Glazed Screen CCU2034.S1
Level 2 | CCU2035.D1 | [7 empty] | L11/579 | [11 empty] | Part of Glazed Screen CCU2035.S1
Level 2 | CCU2036.D1 | [7 empty] | L11/579 | [11 empty] | Part of Glazed Screen CCU2036.S1
Level 2 | CCU2037.D1 | [7 empty] | L11/579 | [11 empty] | Part of Glazed Screen CCU2037.S3
Level 2 | CCU2038.D1 | [7 empty] | L11/579 | [11 empty] | Part of Glazed Screen CCU2038.S1
Level 2 | CCU2039.D1 | [7 empty] | L11/579 | [11 empty] | Part of Glazed Screen CCU2039.S1
Level 2 | CCU2040.D1 | [7 empty] | L11/579 | [11 empty] | Part of Glazed Screen CCU2040.S1
Level 2 | CCU2041.D1 | [7 empty] | L11/579 | [11 empty] | Part of Glazed Screen CCU2041.S1
Level 2 | CCU2045.D1 | IDT 1d | Single Door Single Swing | 2110 | 1060 |  | 30dB | 97 | L20/431 | No |  | No | Laminate | Painted Finish |  | Kick |  |  | 06b | 3
Level 2 | CCU2046.D1 | IDT 1d | Single Door Single Swing | 2110 | 1060 | FD30S |  | 97 | L20/431 | No | Yes | No | Laminate | Painted Finish |  | Kick |  |  | 4 | 3
Level 2 | CCU2050.D1 | IDT 1d | Single Door Single Swing | 2110 | 1060 |  |  | 97 | L20/431 | No |  | No | Laminate | Painted Finish |  | Kick |  |  | 06b | 6
Level 2 | CCU2052.D1 | IDT 1d | Single Door Single Swing | 2110 | 1060 |  |  | 97 | L20/431 | No |  | No | Laminate | Painted Finish |  | Kick |  |  | 06b | 6
Level 2 | CCU2053.D1 | IDT 1d | Single Door Single Swing | 2110 | 1060 |  |  | 97 | L20/431 | No |  | No | Laminate | Painted Finish |  | Kick |  |  | 06b | 6
Level 2 | CCU2054.D1 | IDT 1d | Single Door Single Swing | 2110 | 810 |  |  | 97 | L20/431 | No |  | No | Laminate | Painted Finish |  | Kick |  |  | 03b | 6
Level 2 | CCU2059.D1 | IDT 2d | Double Unequal Door Single Swing | 2110 | 1510 |  |  | 97 | L20/431 | No |  | No | Laminate | Painted Finish |  | Kick |  |  | 17b | 6
Level 2 | CCU2070.D1 | IDT 1d | Single Door Single Swing | 2110 | 1060 |  |  | 97 | L20/431 | No |  | No | Laminate | Painted Finish |  | Kick |  |  | 06b | 6
Level 2 | CCU2074.D1 | IDT 1d | Single Door Single Swing | 2110 | 1060 |  |  | 97 | L20/431 | No |  | No | Laminate | Painted Finish |  | Kick |  |  | 06b | 6
Level 2 | CCU2075.D1 | IDT 1c | Single Door Single Swing | 2110 | 1060 |  |  | 97 | L20/431 | Yes | Yes | No | Laminate | Painted Finish |  | Kick |  |  | 04b | 6
Level 2 | CCU2076.D1 | IDT 1c | Single Door Single Swing | 2110 | 1060 |  |  | 97 | L20/431 | Yes | Yes | No | Laminate | Painted Finish |  | Kick |  |  | 04b | 6
Level 2 | CCU2078.D1 | IDT 1d | Single Door Single Swing | 2110 | 810 |  |  | 97 | L20/431 | No |  | No | Laminate | Painted Finish |  | Kick |  |  | 03b | 6
Level 2 | CCU2079.D1 | IDT 1d | Single Door Single Swing | 2110 | 1060 |  |  | 97 | L20/431 | No |  | No | Laminate | Painted Finish |  | Kick |  |  | 03b | 6
Level 2 | CCU2081.D1 | IDT 1d | Single Door Single Swing | 2110 | 1060 |  |  | 97 | L20/431 | No |  | No | Laminate | Painted Finish |  | Kick |  |  | 06b | 6
Level 2 | CCU2082.D1 | IDT 1d | Single Door Single Swing | 2110 | 1060 |  |  | 97 | L20/431 | No |  | No | Laminate | Painted Finish |  | Kick |  |  | 06b | 6
Level 2 | CCU2088.D1 | IDT 1d | Single Door Single Swing | 2110 | 1060 |  |  | 97 | L20/431 | No |  | No | Laminate | Painted Finish |  | Kick |  |  | 06b | 6
Level 2 | CCU2089.D1 | IDT 2d | Double Unequal Door Single Swing | 2110 | 1510 |  |  | 97 | L20/431 | No |  | No | Laminate | Painted Finish |  | Kick |  |  | 17b | 6
Level 2 | CCU2091.D1 | IDT 2c | Double Unequal Door Single Swing | 2110 | 1510 |  |  | 97 | L20/431 | Yes |  | No | Laminate | Painted Finish |  | Kick |  |  | 17b | 6
Level 2 | CCU2092.D1 | IDT 1c | Single Door Single Swing | 2110 | 1060 |  | 30dB | 122 | L20/431 | Yes |  | No | Laminate | Painted Finish |  | Kick |  |  | 06b | 3
Level 2 | CCU2093.D1 | IDT 1c | Single Door Single Swing | 2110 | 1060 |  | 30dB | 97 | L20/431 | Yes |  | No | Laminate | Painted Finish |  | Kick |  |  | 06b | 3
Level 2 | CCU2094.D1 | IDT 1c | Single Door Single Swing | 2110 | 1060 |  |  | 97 | L20/431 | Yes |  | No | Laminate | Painted Finish |  | Kick |  |  | 06b | 6
Level 2 | CCU2095.D1 | IDT 1d | Single Door Single Swing | 2110 | 810 |  |  | 97 | L20/431 | No |  | No | Laminate | Painted Finish |  | Kick |  |  | 03b | 6
Level 2 | CCU2096.D1 | IDT 1d | Single Door Single Swing | 2110 | 810 |  |  | 97 | L20/431 | No |  | No | Laminate | Painted Finish |  | Kick |  |  | 03b | 6
Level 2 | CCU2097.D1 | IDT 2d | Double Unequal Door Single Swing | 2110 | 1510 | FD30S |  | 97 | L20/431 | No | Yes | No | Laminate | PVC Wrapped |  | Half Height/Edge | Delayed Close |  | 08h | 3 | Reduced jamb architraves to one side
Level 2 | CCU2102.D1 | IDT 1c | Single Door Single Swing | 2110 | 1060 |  | 30dB | 97 | L20/431 | Yes |  | No | Laminate | Painted Finish |  | Kick |  |  | 06b | 3
Level 2 | CCU2127.D1 | IDT 1d | Single Door Single Swing | 2110 | 1060 |  |  | 97 | L20/431 | No |  | No | Laminate | Painted Finish |  | Kick |  |  | 03DA | 6
Level 2 | CIR2101.D1 | IDT 2d | Double Unequal Door Single Swing | 2110 | 1510 |  |  | 97 | L20/431 | No |  | No | Painted Finish | Painted Finish |  | Kick |  |  | 17b | 3
Level 2 | CIR2102.D1 | IDT 2b | Double Unequal Door Single Swing | 2110 | 1710 | FD60S |  | 97 | L20/431 | Yes |  | No | Laminate | Painted Finish |  | Kick |  |  | 17a | 3
Level 2 | CIR2103.D1 | IDT 3b | Double Door Double Swing | 2110 | 1910 | FD30S |  | 97 | L20/431 | Yes |  | No | Laminate | Painted Finish |  | Kick | Delayed Close |  | 22 | 3
Level 2 | CIR2105.D1 | IDT 3b | Double Door 180° Swing | 2110 | 1910 | FD60S |  | 97 | L20/431 | Yes |  | No | Laminate | Painted Finish |  | Kick | Hold Open |  | 31 | 3
Level 2 | CIR2106.D1 | IDT 3b | Double Door Single Swing | 2110 | 1910 |  |  | 97 | L20/431 | Yes | Yes | No | Laminate | PVC Wrapped |  | Half Height/Edge | Delayed Close |  | 11gDA | 6 | Reduced jamb architraves to one side
Level 2 | CIR2106.D2 | IDT 3b | Double Door Single Swing | 2110 | 1910 | FD30S |  | 127 | L20/435 | Yes |  | No | PVC Wrapped | PVC Wrapped |  |  | Hold Open |  | 12f | 3 | Reduced jamb architraves to one side
Level 2 | CIR2107.D1 | IDT 3b | Double Door Double Swing | 2110 | 1910 | FD30S |  | 97 | L20/431 | Yes |  | No | Laminate | PVC Wrapped |  | Half Height/Edge | Hold Open |  | 12f | 3
Level 2 | CIR2108.D1 | IDT 3b | Double Door Single Swing | 2110 | 1910 | FD30S |  | 97 | L20/431 | Yes |  | No | Laminate | Painted Finish |  | Kick/Edge | Hold Open |  | 12* | 3 | Reduced jamb architraves to one side
Level 2 | CIR2109.D1 | IDT 3b | Double Door Double Swing | 2110 | 1910 | FD30S |  | 97 | L20/431 | Yes |  | No | Laminate | PVC Wrapped |  | Half Height/Edge | Hold Open |  | 12f | 3
Level 2 | CIR2110.D2 | IDT 3b | Double Door Single Swing | 2110 | 1910 | FD30S |  | 97 | L20/431 | Yes | Yes | No | Laminate | PVC Wrapped |  | Half Height/Edge | Delayed Close |  | 11eDA | 3 | Reduced width architrace to both sides. 103mm frame depth
Level 2 | CIR2111.D1 | IDT 3b | Double Door Double Swing | 2110 | 1910 | FD30S |  | 97 | L20/431 | Yes |  | No | Laminate | PVC Wrapped |  | Half Height/Edge | Hold Open |  | 12f | 3
Level 2 | CIR2112.D2 | IDT 3b | Double Door Single Swing | 2110 | 1910 | FD30S |  | 97 | L20/431 | Yes |  | No | Laminate | Painted Finish |  | Kick/Edge | Hold Open |  | 12* | 3 | Reduced jamb architraves to one side
Level 2 | CIR2113.D1 | IDT 3b | Double Door Double Swing | 2110 | 1910 | FD30S |  | 97 | L20/431 | Yes | Yes | No | Laminate | PVC Wrapped |  | Half Height/Edge | Delayed Close |  | 11j | 3
Level 2 | CIR2114.D1 | IDT 2d | Double Unequal Door Single Swing | 2110 | 1510 | FD30S |  | 97 | L20/439 | No |  | No | Painted Finish | Painted Finish |  |  |  |  | 09a | 3 | Reduced jamb architraves to one side
Level 2 | CIR2115.D1 | IDT 3b | Double Door 180° Swing | 2110 | 1910 | FD60S |  | 97 | L20/431 | Yes |  | No | Laminate | Painted Finish |  | Kick | Hold Open |  | 31 | 3
Level 2 | CIR2116.D1 | IDT 3b | Double Door Double Swing | 2110 | 1910 | FD30S |  | 97 | L20/431 | Yes |  | No | Laminate | Painted Finish |  | Kick | Hold Open |  | 12e | 3
Level 2 | CIR2117.D1 | IDT 3b | Double Door Single Swing | 2110 | 1910 |  |  | 97 | L20/431 | Yes | Yes | No | Laminate | PVC Wrapped |  | Half Height/Edge | Delayed Close |  | 11gDA | 6 | Reduced jamb architraves to one side
Level 2 | CIR2117.D2 | IDT 3b | Double Door Single Swing | 2110 | 1910 | FD30S |  | 97 | L20/431 | Yes |  | No | Laminate | Painted Finish |  | Kick/Mid/Edge | Hold Open |  | 12c | 3 | Reduced jamb architraves to one side
Level 2 | CIR2118.D1 | IDT 3b | Double Door Single Swing | 2110 | 1910 | FD30S |  | 122 | L20/431 | Yes | Yes | No | Laminate | Painted Finish |  | Kick |  |  | 11 | 3
Level 2 | CIR2201.D1 | IDT 2b* | Double Unequal Door Single Swing | 2060 | 1424 | FD30S |  | 150 | L11/431 | Yes | Yes | No |  |  |  | Kick |  |  | 08f | 3 | Part of Glazed Screen CIR2201.S1
Level 2 | CIR2201.D2 | IDT 2b | Double Unequal Door Single Swing | 2110 | 1510 | FD30S |  | 97 | L20/431 | Yes |  | No | Laminate | Painted Finish |  | Kick |  |  | 17a | 3
Level 2 | CIR2202.D1 | IDT 3b | Double Door 180° Swing | 2110 | 1910 | FD30S |  | 97 | L20/431 | Yes |  | No | Laminate | PVC Wrapped |  | Half Height/Edge | Hold Open |  | 31 | 3
Level 2 | CIR2204.D1 | IDT 2b | Double Unequal Door Single Swing | 2110 | 1510 | FD60S |  | 97 | L20/431 | Yes |  | No | Laminate | Painted Finish |  | Kick |  |  | 17a | 3
Level 2 | CIR2205.D1 | IDT 2b* | Double Unequal Door Single Swing | 2060 | 1424 | FD30S |  | 150 | L11/431 | Yes |  | No |  |  |  | Kick |  |  | 17a | 3 | Part of Glazed Screen CIR2205.S1
Level 2 | CIR2206.D1 | IDT 3b | Double Door Single Swing | 2110 | 1910 | FD30S |  | 97 | L20/431 | Yes |  | No | Laminate | Painted Finish |  | Kick |  |  | 21a | 3
Level 2 | ICT2001.D1 | IDT 4a | Double Door Single Swing | 2110 | 1810 | FD60S |  | 97 | L20/439 | No | Yes | No | Painted Finish | Painted Finish |  |  |  |  | 08l | 3 | Reduced jamb architraves to one side
Level 2 | ICT2002.D1 | IDT 4a | Double Door Single Swing | 2110 | 1810 | FD60S |  | 97 | L20/439 | No | Yes | No | Painted Finish | Painted Finish |  |  |  |  | 08l | 3
Level 2 | ICT2003.D1 | IDT 4a | Double Door Single Swing | 2110 | 1810 | FD60S |  | 97 | L20/439 | No | Yes | No | Painted Finish | Painted Finish |  | Kick |  |  | 08l | 3
Level 2 | ICT2004.D1 | IDT 4a | Double Door Single Swing | 2110 | 1810 | FD60S |  | 97 | L20/439 | No | Yes | No | Painted Finish | Painted Finish |  |  |  |  | 08l | 3
Level 2 | INT2C03.D1 | IDT 1b | Single Door Single Swing | 2110 | 1060 |  |  | 97 | L20/435 | Yes | Yes | No | PVC Wrapped | PVC Wrapped |  |  |  |  | 06c | 6 | Add closer and maglock
Level 2 | INT2C04.D1 | IDT 1b | Single Door Single Swing | 2110 | 1060 | FD30S |  | 122 | L20/435 | Yes |  | No | PVC Wrapped | PVC Wrapped |  |  |  |  | 06a | 3
Level 2 | INT2C05.D1 | IDT 3b | Double Door Single Swing | 2110 | 1910 | FD30S |  | 97 | L20/435 | Yes |  | No | PVC Wrapped | PVC Wrapped |  |  | Delayed Close |  | 21dDA | 3
Level 2 | INT2C05.D2 | IDT 3b | Double Door Double Swing | 2110 | 1910 | FD30S |  | 97 | L20/435 | Yes |  | No | PVC Wrapped | PVC Wrapped |  |  | Delayed Close |  | 22c | 3
Level 2 | INT2C07.D1 | IDT 3b | Double Door Single Swing | 2110 | 1910 | FD30S |  | 97 | L20/431 | Yes | Yes | No | Laminate | Painted Finish |  | Kick/Mid/Edge | Delayed Close |  | 11p | 3 | Reduced jamb architraves to one side
Level 2 | INT2C07.D2 | IDT 3b | Double Door Single Swing | 2110 | 1910 | FD30S |  | 97 | L20/435 | Yes |  | No | PVC Wrapped | PVC Wrapped |  |  | Delayed Close |  | 21dDA | 3
Level 2 | INT2C08.D1 | IDT 1b | Single Door Single Swing | 2110 | 1060 | FD30S |  | 97 | L20/435 | Yes |  | No | PVC Wrapped | PVC Wrapped |  |  |  |  | 05b | 3
Level 2 | INT2C10.D1 | IDT 3b | Double Door Single Swing | 2110 | 1910 | FD30S |  | 97 | L20/435 | Yes |  | No | PVC Wrapped | PVC Wrapped |  |  | Delayed Close |  | 21dDA | 3
Level 2 | INT2C11.D1 | IDT 3b | Double Door Single Swing | 2110 | 1910 | FD30S |  | 97 | L20/431 | Yes | Yes | No | Laminate | Painted Finish |  | Kick/Edge |  |  | 11d | 3 | Reduced jamb architraves to one side
Level 2 | INT2C12.D1 | IDT 3b | Double Door Double Swing | 2110 | 1910 | FD30S |  | 97 | L20/435 | Yes |  | No | PVC Wrapped | PVC Wrapped |  |  | Delayed Close |  | 22 | 3
Level 2 | INT2C12.D2 | IDT 3b | Double Door Double Swing | 2110 | 1910 | FD30S |  | 97 | L20/435 | Yes |  | No | PVC Wrapped | PVC Wrapped |  |  | Delayed Close |  | 22 | 3
Level 2 | INT2C13.D1 | IDT 3d | Double Door Single Swing | 2110 | 1910 |  |  | 97 | L20/435 | No |  | No | PVC Wrapped | PVC Wrapped |  |  | Delayed Close |  | 21fDA | 6
Level 2 | INT2C13.D2 | IDT 1d | Single Door Single Swing | 2110 | 1060 |  |  | 122 | L20/435 | No |  | No | PVC Wrapped | PVC Wrapped |  |  |  |  | 16b | 6
Level 2 | INT2C14.D1 | IDT 3b | Double Door Single Swing | 2110 | 1910 | FD30S |  | 97 | L20/435 | Yes |  | No | PVC Wrapped | PVC Wrapped |  |  | Delayed Close |  | 21dDA | 3
Level 2 | INT2C15.D1 | IDT 2b | Double Unequal Door Single Swing | 2110 | 1510 | FD30S |  | 97 | L20/431 | Yes |  | No | Laminate | Painted Finish |  | Kick |  |  | 17a | 3 | Reduced jamb architraves to one side
Level 2 | INT2C17.D1 | IDT 3b | Double Door Double Swing | 2110 | 1910 | FD30S |  | 97 | L20/435 | Yes |  | No | PVC Wrapped | PVC Wrapped |  |  | Delayed Close |  | 22c | 3
Level 2 | INT2C17.D2 | IDT 3b | Double Door Double Swing | 2110 | 1910 | FD30S |  | 97 | L20/435 | Yes |  | No | PVC Wrapped | PVC Wrapped |  |  | Delayed Close |  | 22c | 3
Level 2 | INT2C19.D1 | IDT 3b | Double Door Single Swing | 2110 | 1910 | FD30S |  | 97 | L20/435 | Yes |  | No | PVC Wrapped | PVC Wrapped |  |  | Delayed Close |  | 21dDA | 3
Level 2 | INT2C19.D2 | IDT 3b | Double Door Double Swing | 2110 | 1910 | FD30S |  | 97 | L20/435 | Yes |  | No | PVC Wrapped | PVC Wrapped |  |  | Delayed Close |  | 22c | 3
Level 2 | INT2002.D1 | IDT 1d | Single Door Single Swing | 2110 | 1060 |  |  | 97 | L20/435 | No |  | No | PVC Wrapped | PVC Wrapped |  |  |  |  | 03e | 6
Level 2 | INT2007.D1 | IDT 3d | Double Door Single Swing | 2110 | 1910 |  | 30dB | 97 | L20/435 | No |  | No | PVC Wrapped | PVC Wrapped |  |  | Delayed Close |  | 13a | 3
Level 2 | INT2007.D2 | IDT 3c | Double Door Single Swing | 2110 | 1910 |  |  | 97 | L20/435 | Yes |  | No | PVC Wrapped | PVC Wrapped | IBT 05 |  | Delayed Close |  | 13a | 6 | Blind - Laser
Level 2 | INT2008.D1 | IDT 1c | Single Door Single Swing | 2110 | 1210 |  |  | 97 | L20/435 | Yes |  | No | PVC Wrapped | PVC Wrapped | IBT 05 |  | Delayed Close |  | 05cDA | 6 | Blind - Laser
Level 2 | INT2008.D2 | IDT 3d | Double Door Single Swing | 2110 | 1910 |  | 30dB | 97 | L20/435 | No |  | No | PVC Wrapped | PVC Wrapped |  |  | Delayed Close |  | 13a | 3
Level 2 | INT2009.D1 | IDT 1d | Single Door Single Swing | 2110 | 1060 |  | 30dB | 97 | L20/435 | No |  | No | PVC Wrapped | PVC Wrapped |  |  | Delayed Close |  | 05cDA | 3
Level 2 | INT2010.D1 | IDT 1d | Single Door Single Swing | 2110 | 1060 |  |  | 97 | L20/435 | No |  | No | PVC Wrapped | PVC Wrapped |  |  | Delayed Close |  | 05cDA | 6
Level 2 | INT2011.D1 | IDT 3d | Double Door Single Swing | 2110 | 1910 |  | 30dB | 97 | L20/435 | No |  | No | PVC Wrapped | PVC Wrapped |  |  | Delayed Close |  | 13a | 3
Level 2 | INT2011.D2 | IDT 3c | Double Door Single Swing | 2110 | 1910 |  |  | 97 | L20/435 | Yes |  | No | PVC Wrapped | PVC Wrapped | IBT 02 |  | Delayed Close |  | 13a | 6 | Blind - Blackout
Level 2 | INT2012.D1 | IDT 1c | Single Door Single Swing | 2110 | 1210 |  |  | 97 | L20/435 | Yes |  | No | PVC Wrapped | PVC Wrapped | IBT 02 |  | Delayed Close |  | 05cDA | 6 | Blind - Blackout
Level 2 | INT2012.D2 | IDT 3d | Double Door Single Swing | 2110 | 1910 |  | 30dB | 97 | L20/435 | No |  | No | PVC Wrapped | PVC Wrapped |  |  | Delayed Close |  | 13a | 3
Level 2 | INT2013.D1 | IDT 1d | Single Door Single Swing | 2110 | 1060 |  | 30dB | 97 | L20/435 | No |  | No | PVC Wrapped | PVC Wrapped |  |  | Delayed Close |  | 05cDA | 3
Level 2 | INT2014.D1 | IDT 1d | Single Door Single Swing | 2110 | 1060 |  |  | 97 | L20/435 | No |  | No | PVC Wrapped | PVC Wrapped |  |  | Delayed Close |  | 05cDA | 6
Level 2 | INT2015.D1 | IDT 1c | Single Door Single Swing | 2110 | 1060 |  |  | 97 | L20/435 | Yes | Interlink | No | PVC Wrapped | PVC Wrapped | IBT 02 |  | Delayed Close |  | 05cDA+ | 6 | Blind - Blackout. Interlinked with INT2015.D2. Add maglock
Level 2 | INT2015.D2 | IDT 1c | Single Door Single Swing | 2110 | 1060 |  |  | 97 | L20/435 | Yes | Interlink | No | PVC Wrapped | PVC Wrapped | IBT 05 |  | Delayed Close |  | 05cDA+ | 6 | Blind - Laser. Interlinked with INT2015.D2. Add maglock
Level 2 | INT2015.D3 | IDT 1d | Single Door Single Swing | 2110 | 1060 |  | 30dB | 97 | L20/435 | No |  | No | PVC Wrapped | PVC Wrapped |  |  | Delayed Close |  | 05cDA | 3
Level 2 | INT2017.D1 | IDT 3d | Double Door Single Swing | 2110 | 1910 |  | 30dB | 97 | L20/435 | No |  | No | PVC Wrapped | PVC Wrapped |  |  | Delayed Close |  | 13a | 3
Level 2 | INT2018.D1 | IDT 3d | Double Door Single Swing | 2110 | 1910 |  | 30dB | 97 | L20/435 | No |  | No | PVC Wrapped | PVC Wrapped |  |  | Delayed Close |  | 13a+ | 3
Level 2 | INT2018.D2 | IDT 1c | Single Door Single Swing | 2110 | 1060 |  |  | 97 | L20/435 | Yes | Interlink | No | PVC Wrapped | PVC Wrapped | IBT 05 |  | Delayed Close |  | 05cDA | 6 | Blind - Laser. Interlinked with INT2022.D3. Add maglock
Level 2 | INT2018.D3 | IDT 3c | Double Door Single Swing | 2110 | 1910 |  |  | 97 | L20/435 | Yes |  | No | PVC Wrapped | PVC Wrapped | IBT 05 |  | Delayed Close |  | 13a | 6 | Blind - Laser
Level 2 | INT2019.D1 | IDT 1d | Single Door Single Swing | 2110 | 1060 |  | 30dB | 97 | L20/435 | No |  | No | PVC Wrapped | PVC Wrapped |  |  | Delayed Close |  | 05cDA | 3
Level 2 | INT2020.D1 | IDT 1d | Single Door Single Swing | 2110 | 1060 | FD30S |  | 97 | L20/435 | No |  | No | PVC Wrapped | PVC Wrapped |  |  | Delayed Close |  | 05bDA | 3
Level 2 | INT2020.D2 | IDT 1c | Single Door Single Swing | 2110 | 1210 |  |  | 97 | L20/435 | Yes |  | No | PVC Wrapped | PVC Wrapped | IBT 05 |  | Delayed Close |  | 05cDA | 6 | Blind - Laser
Level 2 | INT2021.D1 | IDT 3d | Double Door Single Swing | 2110 | 1910 |  | 30dB | 97 | L20/435 | No |  | No | PVC Wrapped | PVC Wrapped |  |  | Delayed Close |  | 13a | 3
Level 2 | INT2022.D1 | IDT 3d | Double Door Single Swing | 2110 | 1910 |  | 30dB | 97 | L20/435 | No |  | No | PVC Wrapped | PVC Wrapped |  |  | Delayed Close |  | 13a+ | 3
Level 2 | INT2022.D2 | IDT 3c | Double Door Single Swing | 2110 | 1910 |  |  | 97 | L20/435 | Yes |  | No | PVC Wrapped | PVC Wrapped | IBT 05 |  | Delayed Close |  | 13a | 6 | Blind - Laser
Level 2 | INT2022.D3 | IDT 1c | Single Door Single Swing | 2110 | 1060 |  |  | 97 | L20/435 | Yes | Interlink | No | PVC Wrapped | PVC Wrapped | IBT 05 |  | Delayed Close |  | 05cDA | 6 | Blind - Laser. Interlinked with INT2018.D2. Add maglock
Level 2 | INT2023.D1 | IDT 1d | Single Door Single Swing | 2110 | 1060 |  | 30dB | 122 | L20/435 | No |  | No | PVC Wrapped | PVC Wrapped |  |  | Delayed Close |  | 05cDA | 3
Level 2 | INT2024.D1 | IDT 1d | Single Door Single Swing | 2110 | 1060 |  |  | 97 | L20/435 | No |  | No | PVC Wrapped | PVC Wrapped |  |  | Delayed Close |  | 05cDA | 6
Level 2 | INT2024.D2 | IDT 1c | Single Door Single Swing | 2110 | 1210 |  |  | 97 | L20/435 | Yes |  | No | PVC Wrapped | PVC Wrapped | IBT 05 |  | Delayed Close |  | 05cDA | 6 | Blind - Laser
Level 2 | INT2025.D1 | IDT 1d | Single Door Single Swing | 2110 | 1060 |  |  | 97 | L20/435 | No |  | No | PVC Wrapped | PVC Wrapped |  |  | Delayed Close |  | 05cDA | 6
Level 2 | INT2028.D1 | IDT 3d | Double Door Single Swing | 2110 | 1910 | FD30S | 30dB | 97 | L20/435 | No |  | No | PVC Wrapped | PVC Wrapped |  |  | Delayed Close |  | 21eDA | 3
Level 2 | INT2029.D1 | IDT 3d | Double Door Single Swing | 2110 | 1910 | FD30S | 30dB | 178 | L20/436 | No |  | No | PVC Wrapped | PVC Wrapped |  |  | Delayed Close | Code 5 | 13b | 3
Level 2 | INT2029.D2 | IDT 3c | Double Door Single Swing | 2110 | 1910 |  |  | 112 | L20/436 | Yes |  | No | PVC Wrapped | PVC Wrapped | IBT 04 |  | Delayed Close | Code 5 | 13c | 3 | Blind - Laser
Level 2 | INT2030.D1 | IDT 1d | Single Door Single Swing | 2110 | 1060 | FD30S | 30dB | 178 | L20/436 | No |  | No | PVC Wrapped | PVC Wrapped |  |  | Delayed Close | Code 5 | 19b | 3
Level 2 | INT2031.D1 | IDT 1d | Single Door Single Swing | 2110 | 1060 | FD30S |  | 97 | L20/435 | No |  | No | PVC Wrapped | PVC Wrapped |  |  | Delayed Close |  | 05bDA | 3
Level 2 | INT2031.D2 | IDT 1c | Single Door Single Swing | 2110 | 1210 |  |  | 112 | L20/436 | Yes |  | No | PVC Wrapped | PVC Wrapped | IBT 04 |  | Delayed Close | Code 5 | 19c | 3 | Blind - Laser
Level 2 | INT2032.D1 | IDT 3d | Double Door Single Swing | 2110 | 1910 | FD30S | 30dB | 97 | L20/435 | No |  | No | PVC Wrapped | PVC Wrapped |  |  | Delayed Close |  | 21eDA | 3
Level 2 | INT2033.D1 | IDT 3d | Double Door Single Swing | 2110 | 1910 | FD30S | 30dB | 178 | L20/436 | No |  | No | PVC Wrapped | PVC Wrapped |  |  | Delayed Close | Code 5 | 13b | 3
Level 2 | INT2033.D2 | IDT 3c | Double Door Single Swing | 2110 | 1910 |  |  | 112 | L20/436 | Yes |  | No | PVC Wrapped | PVC Wrapped | IBT 02 |  | Delayed Close | Code 5 | 13c | 3 | Blind - Blackout
Level 2 | INT2034.D1 | IDT 1d | Single Door Single Swing | 2110 | 1060 | FD30S | 30dB | 178 | L20/436 | No |  | No | PVC Wrapped | PVC Wrapped |  |  | Delayed Close | Code 5 | 19b | 3
Level 2 | INT2035.D1 | IDT 1d | Single Door Single Swing | 2110 | 1060 | FD30S |  | 97 | L20/435 | No |  | No | PVC Wrapped | PVC Wrapped |  |  | Delayed Close |  | 05bDA | 3
Level 2 | INT2035.D2 | IDT 1c | Single Door Single Swing | 2110 | 1210 |  |  | 112 | L20/436 | Yes |  | No | PVC Wrapped | PVC Wrapped | IBT 03 |  | Delayed Close | Code 5 | 19c | 3 | Blind - Blackout
Level 2 | INT2036.D1 | IDT 1d | Single Door Single Swing | 2110 | 1060 | FD30S |  | 97 | L20/435 | No |  | No | PVC Wrapped | PVC Wrapped |  |  | Delayed Close |  | 05bDA | 3
Level 2 | INT2036.D2 | IDT 1c | Single Door Single Swing | 2110 | 1060 |  |  | 112 | L20/436 | Yes | Interlink | No | PVC Wrapped | PVC Wrapped | IBT 03 |  | Delayed Close | Code 5 | 19c+ | 3 | Blind - Blackout. Interlinked with INT2036.D3. Add maglock
Level 2 | INT2036.D3 | IDT 1c | Single Door Single Swing | 2110 | 1060 |  |  | 112 | L20/436 | Yes | Interlink | No | PVC Wrapped | PVC Wrapped | IBT 04 |  | Delayed Close | Code 5 | 19c+ | 3 | Blind - Laser. Interlinked with INT2036.D2. Add maglock
Level 2 | INT2041.D1 | IDT 1d | Single Door Single Swing | 2110 | 1060 |  |  | 97 | L20/435 | No |  | No | PVC Wrapped | PVC Wrapped |  |  |  |  | 06c | 6
Level 2 | INT2044.D1 | IDT 3d | Double Door Single Swing | 2110 | 1910 |  | 30dB | 97 | L20/435 | No |  | No | PVC Wrapped | PVC Wrapped |  |  | Delayed Close |  | 13a | 3
Level 2 | INT2045.D2 | IDT 3c | Double Door Single Swing | 2110 | 1910 |  |  | 112 | L20/436 | Yes |  | No | PVC Wrapped | PVC Wrapped | IBT 03 |  | Delayed Close | Code 5 | 13c | 3 | Blind - Blackout
Level 2 | INT2045.D3 | IDT 3d | Double Door Single Swing | 2110 | 1910 |  | 30dB | 112 | L20/436 | No |  | No | PVC Wrapped | PVC Wrapped |  |  | Delayed Close | Code 5 | 13c+ | 3
Level 2 | INT2046.D1 | IDT 1c | Single Door Single Swing | 2110 | 1060 |  |  | 112 | L20/436 | Yes |  | No | PVC Wrapped | PVC Wrapped | IBT 03 |  | Delayed Close | Code 5 | 19c+ | 3 | Blind - Blackout
Level 2 | INT2046.D2 | IDT 1d | Single Door Single Swing | 2110 | 1060 |  |  | 97 | L20/435 | No |  | No | PVC Wrapped | PVC Wrapped |  |  | Delayed Close |  | 05cDA | 6
Level 2 | INT2047.D1 | IDT 1d | Single Door Single Swing | 2110 | 1060 |  | 30dB | 112 | L20/436 | No |  | No | PVC Wrapped | PVC Wrapped |  |  | Delayed Close | Code 5 | 19c | 3
Level 2 | INT2048.D1 | IDT 3d | Double Door Single Swing | 2110 | 1910 |  | 30dB | 97 | L20/435 | No |  | No | PVC Wrapped | PVC Wrapped |  |  | Delayed Close |  | 13a | 3
Level 2 | INT2049.D1 | IDT 3c | Double Door Single Swing | 2110 | 1910 |  |  | 112 | L20/436 | Yes |  | No | PVC Wrapped | PVC Wrapped | IBT 03 |  | Delayed Close | Code 5 | 13c | 3 | Blind - Blackout
Level 2 | INT2049.D2 | IDT 3d | Double Door Single Swing | 2110 | 1910 |  | 30dB | 112 | L20/436 | No |  | No | PVC Wrapped | PVC Wrapped |  |  | Delayed Close | Code 5 | 13c+ | 3
Level 2 | INT2050.D1 | IDT 1d | Single Door Single Swing | 2110 | 1060 |  |  | 97 | L20/435 | No |  | No | PVC Wrapped | PVC Wrapped |  |  | Delayed Close |  | 05cDA | 6
Level 2 | INT2050.D2 | IDT 1c | Single Door Single Swing | 2110 | 1060 |  |  | 112 | L20/436 | Yes |  | No | PVC Wrapped | PVC Wrapped | IBT 03 |  | Delayed Close | Code 5 | 19c+ | 3 | Blind - Blackout
Level 2 | INT2051.D1 | IDT 1d | Single Door Single Swing | 2110 | 1060 |  | 30dB | 112 | L20/436 | No |  | No | PVC Wrapped | PVC Wrapped |  |  | Delayed Close | Code 5 | 19c | 3
Level 2 | INT2052.D1 | IDT 1d | Single Door Single Swing | 2110 | 1060 |  |  | 112 | L20/435 | No |  | No | PVC Wrapped | PVC Wrapped |  |  | Delayed Close |  | 05cDA | 6
Level 2 | INT2052.D2 | IDT 1c | Single Door Single Swing | 2110 | 1210 |  |  | 112 | L20/436 | Yes | Interlink | No | PVC Wrapped | PVC Wrapped | IBT 03 |  | Delayed Close | Code 5 | 44 | 3 | Blind - Blackout. Interlinked with INT2052.D3
Level 2 | INT2052.D3 | IDT 1c | Single Door Single Swing | 2110 | 1210 |  |  | 112 | L20/436 | Yes | Interlink | No | PVC Wrapped | PVC Wrapped | IBT 03 |  | Delayed Close | Code 5 | 44 | 3 | Blind - Blackout. Interlinked with INT2052.D2
Level 2 | INT2053.D1 | IDT 3d | Double Door Single Swing | 2110 | 1910 |  |  | 97 | L20/435 | No |  | No | PVC Wrapped | PVC Wrapped |  |  |  |  | 42a | 6
Level 2 | INT2054.D1 | IDT 3d | Double Door Single Swing | 2110 | 1910 |  | 30dB | 122 | L20/435 | No |  | No | PVC Wrapped | PVC Wrapped |  |  | Delayed Close |  | 13a | 3
Level 2 | INT2056.D1 | IDT 3c | Double Door Single Swing | 2110 | 1910 |  |  | 112 | L20/436 | Yes |  | No | PVC Wrapped | PVC Wrapped | IBT 04 |  | Delayed Close | Code 5 | 13c | 3 | Blind - Laser
Level 2 | INT2056.D2 | IDT 3d | Double Door Single Swing | 2110 | 1910 |  | 30dB | 112 | L20/436 | No |  | No | PVC Wrapped | PVC Wrapped |  |  | Delayed Close | Code 5 | 13c+ | 3
Level 2 | INT2056.D3 | IDT 1c | Single Door Single Swing | 2110 | 1210 |  |  | 125 | L20/436 | Yes |  | No | PVC Wrapped | PVC Wrapped | IBT 04 |  | Delayed Close | Code 5 | 19c | 3 | Blind - Laser
Level 2 | INT2056.D4 | IDT 1c | Single Door Single Swing | 2110 | 1060 |  |  | 112 | L20/436 | Yes |  | No | PVC Wrapped | PVC Wrapped | IBT 04 |  | Delayed Close | Code 5 | 19c+ | 3 | Blind - Laser
Level 2 | INT2057.D1 | IDT 1d | Single Door Single Swing | 2110 | 1060 |  | 30dB | 125 | L20/436 | No |  | No | PVC Wrapped | PVC Wrapped |  |  | Delayed Close | Code 5 | 19c | 3
Level 2 | INT2058.D1 | IDT 1d | Single Door Single Swing | 2110 | 1060 | FD30S |  | 97 | L20/435 | No |  | No | PVC Wrapped | PVC Wrapped |  |  | Delayed Close |  | 05bDA | 3
Level 2 | INT2059.D1 | IDT 1d | Single Door Single Swing | 2110 | 1060 |  |  | 122 | L20/435 | No |  | No | PVC Wrapped | PVC Wrapped |  |  | Delayed Close |  | 05cDA | 6
Level 2 | INT2061.D1 | IDT 1c | Single Door Single Swing | 2110 | 1060 |  | 30dB | 97 | L20/435 | Yes |  | No | PVC Wrapped | PVC Wrapped | IBT 01 |  |  |  | 06c | 3
Level 2 | INT2062.D1 | IDT 1c | Single Door Single Swing | 2110 | 1060 | FD30S |  | 97 | L20/435 | Yes |  | No | PVC Wrapped | PVC Wrapped |  |  |  |  | 06a | 3
Level 2 | INT2063.D1 | IDT 1c | Single Door Single Swing | 2110 | 1060 |  |  | 97 | L20/435 | Yes |  | No | PVC Wrapped | PVC Wrapped |  |  |  |  | 06c | 6
Level 2 | INT2064.D1 | IDT 2d | Double Unequal Door Single Swing | 2110 | 1510 | FD30S |  | 97 | L20/435 | No |  | No | PVC Wrapped | PVC Wrapped |  |  | Delayed Close |  | 17c | 3
Level 2 | INT2065.D1 | IDT 3d | Double Door Single Swing | 2110 | 1910 |  |  | 97 | L20/435 | No |  | No | PVC Wrapped | PVC Wrapped |  |  |  |  | 42a | 6
Level 2 | INT2066.D1 | IDT 1d | Single Door Single Swing | 2110 | 1060 |  |  | 97 | L20/435 | No |  | No | PVC Wrapped | PVC Wrapped |  |  |  |  | 06c | 6
Level 2 | INT2068.D1 | IDT 1d | Single Door Single Swing | 2110 | 1060 |  |  | 97 | L20/435 | No |  | No | PVC Wrapped | PVC Wrapped |  |  |  |  | 06c | 6
Level 2 | INT2069.D1 | IDT 2d | Double Unequal Door Single Swing | 2110 | 1510 |  |  | 97 | L20/435 | No |  | No | PVC Wrapped | PVC Wrapped |  |  |  |  | 17g | 6
Level 2 | INT2070.D1 | IDT 3d | Double Door Single Swing | 2110 | 1910 |  |  | 97 | L20/435 | No |  | No | PVC Wrapped | PVC Wrapped |  |  |  |  | 42a | 6
Level 2 | INT2071.D1 | IDT 3d | Double Door Single Swing | 2110 | 1910 |  | 30dB | 112 | L20/436 | No |  | No | PVC Wrapped | PVC Wrapped |  |  |  | Code 3 | 19c | 3
Level 2 | INT2072.D1 | IDT 1d | Single Door Single Swing | 2110 | 1060 |  |  | 97 | L20/435 | No |  | No | PVC Wrapped | PVC Wrapped |  |  |  |  | 06c | 6
Level 2 | INT2073.D1 | IDT 1d | Single Door Single Swing | 2110 | 1060 |  |  | 97 | L20/435 | No |  | No | PVC Wrapped | PVC Wrapped |  |  |  |  | 06c | 6
Level 2 | INT2074.D1 | IDT 1d | Single Door Single Swing | 2110 | 1060 |  |  | 97 | L20/435 | No |  | No | PVC Wrapped | PVC Wrapped |  |  |  |  | 06c | 6
Level 2 | INT2075.D1 | IDT 3d | Double Door Single Swing | 2110 | 1910 |  | 30dB | 112 | L20/436 | No |  | No | PVC Wrapped | PVC Wrapped |  |  | Delayed Close | Code 3 | 13c | 3
Level 2 | INT2075.D2 | IDT 1c | Single Door Single Swing | 2110 | 1060 |  |  | 112 | L20/436 | Yes |  | No | PVC Wrapped | PVC Wrapped | IBT 03 |  | Delayed Close | Code 3 | 19c | 3 | Blind - Blackout
Level 2 | INT2075.D3 | IDT 3d | Double Door Single Swing | 2110 | 1410 |  | 35dB | 119 | L20/431 | No |  | No | PVC Wrapped | PVC Wrapped |  |  |  |  | 09c | 3 | Acoustic drop seals to threshold
Level 2 | INT2075.D4 | IDT 3d | Double Door Single Swing | 2110 | 1410 |  | 35dB | 119 | L20/431 | No |  | No | PVC Wrapped | PVC Wrapped |  |  |  |  | 09c | 3 | Acoustic drop seals to threshold
Level 2 | INT2075.D5 | IDT 3d | Double Door Single Swing | 2110 | 1410 |  | 35dB | 119 | L20/431 | No |  | No | PVC Wrapped | PVC Wrapped |  |  |  |  | 09c | 3 | Acoustic drop seals to threshold
Level 2 | INT2076.D1 | IDT 1d | Single Door Single Swing | 2110 | 1060 |  | 30dB | 97 | L20/435 | No |  | No | PVC Wrapped | PVC Wrapped |  |  | Delayed Close |  | 05cDA | 3
Level 2 | INT2077.D1 | IDT 1d | Single Door Single Swing | 2110 | 1060 | FD30S |  | 97 | L20/435 | No |  | No | PVC Wrapped | PVC Wrapped |  |  | Delayed Close |  | 05bDA | 3
Level 2 | INT2078.D1 | IDT 1d | Single Door Single Swing | 2110 | 1060 |  | 30dB | 112 | L20/436 | No |  | No | PVC Wrapped | PVC Wrapped |  |  | Delayed Close | Code 3 | 19c | 3
Level 2 | INT2078.D2 | IDT 1d | Single Door Single Swing | 2110 | 1060 |  | 30dB | 112 | L20/436 | No |  | No | PVC Wrapped | PVC Wrapped |  |  | Delayed Close | Code 3 | 19c | 3
Level 2 | INT2078.D3 | IDT 1d | Single Door Single Swing | 2110 | 1060 |  | 35dB | 97 | L20/435 | No |  | No | PVC Wrapped | PVC Wrapped |  |  |  |  | 09b | 3 | Acoustic drop seals to threshold
Level 2 | INT2079.D1 | IDT 3d | Double Door Single Swing | 2110 | 1910 |  | 30dB | 112 | L20/436 | No |  | No | PVC Wrapped | PVC Wrapped |  |  | Delayed Close | Code 3 | 13c | 3
Level 2 | INT2079.D2 | IDT 1c | Single Door Single Swing | 2110 | 1060 |  |  | 112 | L20/436 | Yes |  | No | PVC Wrapped | PVC Wrapped | IBT 03 |  | Delayed Close | Code 3 | 19c | 3 | Blind - Blackout
Level 2 | INT2079.D3 | IDT 3d | Double Door Single Swing | 2110 | 1410 |  | 35dB | 119 | L20/431 | No |  | No | PVC Wrapped | PVC Wrapped |  |  |  |  | 09c | 3 | Acoustic drop seals to threshold
Level 2 | INT2079.D4 | IDT 3d | Double Door Single Swing | 2110 | 1410 |  | 35dB | 119 | L20/431 | No |  | No | PVC Wrapped | PVC Wrapped |  |  |  |  | 09c | 3 | Acoustic drop seals to threshold
Level 2 | INT2079.D5 | IDT 3d | Double Door Single Swing | 2110 | 1410 |  | 35dB | 119 | L20/431 | No |  | No | PVC Wrapped | PVC Wrapped |  |  |  |  | 09c | 3 | Acoustic drop seals to threshold
Level 2 | INT2080.D1 | IDT 1d | Single Door Single Swing | 2110 | 1060 | FD30S | 30dB | 97 | L20/435 | No |  | No | PVC Wrapped | PVC Wrapped |  |  | Delayed Close |  | 05bDA | 3
Level 2 | INT2081.D1 | IDT 1d | Single Door Single Swing | 2110 | 1060 | FD30S |  | 97 | L20/435 | No |  | No | PVC Wrapped | PVC Wrapped |  |  | Delayed Close |  | 05bDA | 3
Level 2 | INT2082.D1 | IDT 1d | Single Door Single Swing | 2110 | 1060 |  |  | 97 | L20/435 | No |  | No | PVC Wrapped | PVC Wrapped |  |  | Delayed Close |  | 05cDA | 6
Level 2 | INT2083.D1 | IDT 1d | Single Door Single Swing | 2110 | 1060 |  |  | 97 | L20/435 | No |  | No | PVC Wrapped | PVC Wrapped |  |  | Delayed Close |  | 05cDA | 6
Level 2 | INT2084.D1 | IDT 1b | Single Door Single Swing | 2110 | 1060 |  |  | 97 | L20/435 | Yes |  | No | PVC Wrapped | PVC Wrapped | IBT 01 |  |  |  | 06c | 6
Level 2 | INT2101.D1 | IDT 3c | Double Door Single Swing | 2110 | 1910 |  | 30dB | 122 | L20/435 | Yes |  | No | PVC Wrapped | PVC Wrapped | IBT 01 |  |  |  | 16b | 3
Level 2 | INT2102.D1 | IDT 3c | Double Door Single Swing | 2110 | 1910 |  | 30dB | 122 | L20/435 | Yes |  | No | PVC Wrapped | PVC Wrapped | IBT 01 |  |  |  | 16b | 3
Level 2 | INT2103.D1 | IDT 2c | Double Unequal Door Single Swing | 2110 | 1510 |  | 30dB | 122 | L20 | Yes |  | No | PVC Wrapped | PVC Wrapped | IBT 01 |  |  |  | 16b | 3
Level 2 | INT2104.D1 | IDT 1d | Single Door Single Swing | 2110 | 1060 |  | 30dB | 127 | L20/435 | No |  | No | PVC Wrapped | PVC Wrapped |  |  |  |  | 16a | 3
Level 2 | INT2105.D1 | IDT 1d | Single Door Single Swing | 2110 | 1060 |  |  | 97 | L20/435 | No |  | No | PVC Wrapped | PVC Wrapped |  |  |  |  | 06c | 6
Level 2 | INT2106.D1 | IDT 1d | Single Door Single Swing | 2110 | 1060 |  |  | 97 | L20/435 | No |  | No | PVC Wrapped | PVC Wrapped |  |  |  |  | 03e | 6
Level 2 | INT2111.D1 | IDT 1d | Single Door Single Swing | 2110 | 1060 |  |  | 97 | L20/435 | No |  | No | PVC Wrapped | PVC Wrapped |  |  |  |  | 06c | 6
Level 2 | INT2112.D1 | IDT 3d | Double Door Single Swing | 2110 | 1910 |  |  | 97 | L20/435 | No |  | No | PVC Wrapped | PVC Wrapped |  |  |  |  | 42a | 6
Level 2 | INT2113.D1 | IDT 1d | Single Door Single Swing | 2110 | 1060 | FD30S |  | 97 | L20/435 | No |  | No | PVC Wrapped | PVC Wrapped |  |  | Delayed Close |  | 05bDA | 3
Level 2 | INT2114.D1 | IDT 1d | Single Door Single Swing | 2110 | 1060 |  |  | 122 | L20/435 | No |  | No | PVC Wrapped | PVC Wrapped |  |  |  |  | 06c | 6
Level 2 | INT2115.D1 | IDT 1d | Single Door Single Swing | 2110 | 810 |  |  | 97 | L20/435 | No |  | No | PVC Wrapped | PVC Wrapped |  |  |  |  | 03e | 6
Level 2 | INT2117.D1 | IDT 1d | Single Door Single Swing | 2110 | 1060 |  |  | 97 | L20/435 | No | Yes | No | PVC Wrapped | PVC Wrapped |  |  |  |  | 33 | 6
Level 2 | INT2117.D2 | IDT 1d | Single Door Single Swing | 2110 | 1060 |  |  | 97 | L20/435 | No |  | No | PVC Wrapped | PVC Wrapped |  |  |  |  | 05c | 6
Level 2 | INT2118.D1 | IDT 1d | Single Door Single Swing | 2110 | 1060 |  |  | 97 | L20/435 | No | Yes | No | PVC Wrapped | PVC Wrapped |  |  |  |  | 33 | 6
Level 2 | INT2118.D2 | IDT 1d | Single Door Single Swing | 2110 | 1060 |  |  | 97 | L20/435 | No |  | No | PVC Wrapped | PVC Wrapped |  |  |  |  | 05c | 6
Level 2 | INT2119.D1 | IDT 3d | Double Door Single Swing | 2110 | 1910 |  |  | 97 | L20/435 | No |  | No | PVC Wrapped | PVC Wrapped |  |  |  |  | 42a | 6
Level 2 | IP52C01.D1 | IDT 3b | Double Door Single Swing | 2110 | 1910 | FD30S |  | 97 | L20/431 | Yes | Yes | No | Laminate | Painted Finish |  | Kick/Edge | Delayed Close |  | 11DA | 3
Level 2 | IP52C02.D1 | IDT 3b | Double Door Single Swing | 2110 | 1910 | FD30S |  | 97 | L20/431 | Yes |  | No | Laminate | Painted Finish |  | Kick/Edge | Hold Open |  | 12* | 3
Level 2 | IP52C03.D1 | IDT 3b | Double Door Single Swing | 2110 | 1910 | FD30S |  | 97 | L20/431 | Yes |  | No | Laminate | Painted Finish |  | Kick/Edge | Hold Open |  | 12* | 3
Level 2 | IP52C03.D2 | IDT 3b | Double Door Double Swing | 2110 | 1910 | FD30S |  | 97 | L20/431 | Yes |  | No | Laminate | Painted Finish |  | Kick/Edge | Hold Open |  | 12e* | 3
Level 2 | IP52C03.D3 | IDT 3b | Double Door Single Swing | 2110 | 1910 | FD30S |  | 97 | L20/431 | Yes |  | No | Laminate | Painted Finish |  | Kick/Edge | Hold Open |  | 12* | 3
Level 2 | IP52C05.D1 | IDT 3b | Double Door Single Swing | 2110 | 1910 | FD30S |  | 97 | L20/431 | Yes |  | No | Laminate | Painted Finish |  | Kick/Edge | Hold Open |  | 12* | 3
Level 2 | IP52C05.D2 | IDT 3b | Double Door Double Swing | 2110 | 1910 | FD30S |  | 97 | L20/431 | Yes |  | No | Laminate | Painted Finish |  | Kick/Edge | Hold Open |  | 12e* | 3
Level 2 | IP52001.D1 | IDT 2a | Double Unequal Door Single Swing | 2110 | 1710 |  | 30dB | 97 | L20/431 | Yes |  | No | Laminate | Painted Finish | IBT 08 | Kick |  |  | 1 | 3
Level 2 | IP52001A.D1 | IDT 2d | Double Unequal Door Single Swing | 2110 | 1710 |  |  | 97 | L20/431 | No |  | No | Laminate | Painted Finish |  | Kick |  |  | 1 | 25
Level 2 | IP52002.D1 | IDT 2a | Double Unequal Door Single Swing | 2110 | 1480 |  | 30dB | 97 | L20/431 | Yes |  | No | Laminate | Painted Finish | IBT 08 | Kick |  |  | 1 | 3
Level 2 | IP52002A.D1 | IDT 2d | Double Unequal Door Single Swing | 2110 | 1710 |  |  | 100 | L20/431 | No |  | No | Laminate | Painted Finish |  | Kick |  |  | 1 | 25
Level 2 | IP52003.D1 | IDT 2a | Double Unequal Door Single Swing | 2110 | 1480 |  | 30dB | 97 | L20/431 | Yes |  | No | Laminate | Painted Finish | IBT 08 | Kick |  |  | 1 | 3
Level 2 | IP52003A.D1 | IDT 2d | Double Unequal Door Single Swing | 2110 | 1710 |  |  | 100 | L20/431 | No |  | No | Laminate | Painted Finish |  | Kick |  |  | 1 | 25
Level 2 | IP52004.D1 | IDT 2a | Double Unequal Door Single Swing | 2110 | 1480 |  | 30dB | 97 | L20/431 | Yes |  | No | Laminate | Painted Finish | IBT 08 | Kick |  |  | 1 | 3
Level 2 | IP52004A.D1 | IDT 2d | Double Unequal Door Single Swing | 2110 | 1710 |  |  | 100 | L20/431 | No |  | No | Laminate | Painted Finish |  | Kick |  |  | 1 | 25
Level 2 | IP52005.D1 | IDT 2a | Double Unequal Door Single Swing | 2110 | 1710 |  | 30dB | 97 | L20/431 | Yes |  | No | Laminate | Painted Finish | IBT 08 | Kick |  |  | 1 | 3
Level 2 | IP52005A.D1 | IDT 2d | Double Unequal Door Single Swing | 2110 | 1710 |  |  | 97 | L20/431 | No |  | No | Laminate | Painted Finish |  | Kick |  |  | 1 | 25
Level 2 | IP52006.D1 | IDT 2a | Double Unequal Door Single Swing | 2110 | 1480 |  | 30dB | 97 | L20/431 | Yes |  | No | Laminate | Painted Finish | IBT 08 | Kick |  |  | 1 | 3
Level 2 | IP52006A.D1 | IDT 2d | Double Unequal Door Single Swing | 2110 | 1710 |  |  | 100 | L20/431 | No |  | No | Laminate | Painted Finish |  | Kick |  |  | 1 | 25
Level 2 | IP52007.D1 | IDT 2a | Double Unequal Door Single Swing | 2110 | 1480 |  | 30dB | 97 | L20/431 | Yes |  | No | Laminate | Painted Finish | IBT 08 | Kick |  |  | 1 | 3
Level 2 | IP52007A.D1 | IDT 2d | Double Unequal Door Single Swing | 2110 | 1710 |  |  | 100 | L20/431 | No |  | No | Laminate | Painted Finish |  | Kick |  |  | 1 | 25
Level 2 | IP52008.D1 | IDT 2a | Double Unequal Door Single Swing | 2110 | 1480 |  | 30dB | 97 | L20/431 | Yes |  | No | Laminate | Painted Finish | IBT 08 | Kick |  |  | 1 | 3
Level 2 | IP52008A.D1 | IDT 2d | Double Unequal Door Single Swing | 2110 | 1710 |  |  | 100 | L20/431 | No |  | No | Laminate | Painted Finish |  | Kick |  |  | 1 | 25
Level 2 | IP52009.D1 | IDT 2a | Double Unequal Door Single Swing | 2110 | 1480 |  | 30dB | 97 | L20/431 | Yes |  | No | Laminate | Painted Finish | IBT 08 | Kick |  |  | 1 | 3
Level 2 | IP52009A.D1 | IDT 2d | Double Unequal Door Single Swing | 2110 | 1710 |  |  | 97 | L20/431 | No |  | No | Laminate | Painted Finish |  | Kick |  |  | 1 | 25
Level 2 | IP52010.D1 | IDT 2a | Double Unequal Door Single Swing | 2110 | 1480 |  | 30dB | 97 | L20/431 | Yes |  | No | Laminate | Painted Finish | IBT 08 | Kick |  |  | 1 | 3
Level 2 | IP52010A.D1 | IDT 2d | Double Unequal Door Single Swing | 2110 | 1710 |  |  | 100 | L20/431 | No |  | No | Laminate | Painted Finish |  | Kick |  |  | 1 | 25
Level 2 | IP52011.D1 | IDT 2a | Double Unequal Door Single Swing | 2110 | 1480 |  | 30dB | 97 | L20/431 | Yes |  | No | Laminate | Painted Finish | IBT 08 | Kick |  |  | 1 | 3
Level 2 | IP52011A.D1 | IDT 2d | Double Unequal Door Single Swing | 2110 | 1710 |  |  | 100 | L20/431 | No |  | No | Laminate | Painted Finish |  | Kick |  |  | 1 | 25
Level 2 | IP52012.D1 | IDT 2a | Double Unequal Door Single Swing | 2110 | 1480 |  | 30dB | 97 | L20/431 | Yes |  | No | Laminate | Painted Finish | IBT 08 | Kick |  |  | 1 | 3
Level 2 | IP52012A.D1 | IDT 2d | Double Unequal Door Single Swing | 2110 | 1710 |  |  | 100 | L20/431 | No |  | No | Laminate | Painted Finish |  | Kick |  |  | 1 | 25
Level 2 | IP52013.D1 | IDT 2a | Double Unequal Door Single Swing | 2110 | 1480 |  | 30dB | 97 | L20/431 | Yes |  | No | Laminate | Painted Finish | IBT 08 | Kick |  |  | 1 | 3
Level 2 | IP52013A.D1 | IDT 2d | Double Unequal Door Single Swing | 2110 | 1710 |  |  | 100 | L20/431 | No |  | No | Laminate | Painted Finish |  | Kick |  |  | 1 | 25
Level 2 | IP52014.D1 | IDT 2a | Double Unequal Door Single Swing | 2110 | 1480 |  | 30dB | 97 | L20/431 | Yes |  | No | Laminate | Painted Finish | IBT 08 | Kick |  |  | 1 | 3
Level 2 | IP52014A.D1 | IDT 2d | Double Unequal Door Single Swing | 2110 | 1710 |  |  | 100 | L20/431 | No |  | No | Laminate | Painted Finish |  | Kick |  |  | 1 | 25
Level 2 | IP52015.D1 | IDT 2a | Double Unequal Door Single Swing | 2110 | 1480 |  | 30dB | 97 | L20/431 | Yes |  | No | Laminate | Painted Finish | IBT 08 | Kick |  |  | 1 | 3
Level 2 | IP52015A.D1 | IDT 2d | Double Unequal Door Single Swing | 2110 | 1710 |  |  | 100 | L20/431 | No |  | No | Laminate | Painted Finish |  | Kick |  |  | 1 | 25
Level 2 | IP52016.D1 | IDT 2a | Double Unequal Door Single Swing | 2110 | 1480 |  | 30dB | 97 | L20/431 | Yes |  | No | Laminate | Painted Finish | IBT 08 | Kick |  |  | 1 | 3
Level 2 | IP52016A.D1 | IDT 2d | Double Unequal Door Single Swing | 2110 | 1710 |  |  | 97 | L20/431 | No |  | No | Laminate | Painted Finish |  | Kick |  |  | 1 | 25
Level 2 | IP52021.D1 | IDT 2a | Double Unequal Door Single Swing | 2110 | 1480 |  |  | 97 | L20/431 | Yes |  | No | Laminate | Painted Finish | IBT 08 | Kick |  |  | 1 | 6
Level 2 | IP52021A.D1 | IDT 2d | Double Unequal Door Single Swing | 2110 | 1510 |  |  | 97 | L20/431 | No |  | No | Laminate | Painted Finish |  | Kick |  |  | 2 | 25 | Privacy seals between door leaves
Level 2 | IP52021B.D1 | IDT 1d | Single Door Single Swing | 2110 | 810 |  |  | 97 | L20/431 | No |  | No | Laminate | Painted Finish |  | Kick |  |  | 03b | 25
Level 2 | IP52024.D1 | IDT 1d | Single Door Single Swing | 2110 | 1060 | FD30S |  | 97 | L20/431 | No | Yes | No | Laminate | Painted Finish |  | Kick |  |  | 4 | 3
Level 2 | IP52025.D1 | IDT 1c | Single Door Single Swing | 2110 | 1060 |  | 30dB | 97 | L20/431 | Yes |  | No | Laminate | Painted Finish |  | Kick |  |  | 06b | 3
Level 2 | IP52027.D1 | IDT 2d | Double Unequal Door Single Swing | 2110 | 1510 |  |  | 96 | L20/431 | No |  | No | Laminate | Painted Finish |  | Kick |  |  | 17b | 6
Level 2 | IP52028.D1 | IDT 1d | Single Door Single Swing | 2110 | 1060 |  |  | 97 | L20/431 | No |  | No | Laminate | Painted Finish |  | Kick |  |  | 06b | 6
Level 2 | IP52031.D1 | IDT 1d | Single Door Single Swing | 2110 | 1060 |  |  | 97 | L20/431 | No |  | No | Laminate | Painted Finish |  | Kick |  |  | 06b | 6
Level 2 | IP52032.D1 | IDT 1c | Single Door Single Swing | 2110 | 1060 |  |  | 97 | L20/431 | Yes | Yes | No | Laminate | Painted Finish |  | Kick |  |  | 04b | 6
Level 2 | IP52033.D1 | IDT 1d | Single Door Single Swing | 2110 | 1060 |  |  | 97 | L20/431 | No |  | No | Laminate | Painted Finish |  | Kick |  |  | 06b | 6
Level 2 | IP52034.D1 | IDT 1d | Single Door Single Swing | 2110 | 1060 |  |  | 97 | L20/431 | No |  | No | Laminate | Painted Finish |  | Kick |  |  | 06b | 6
Level 2 | IP52037.D1 | IDT 1d | Single Door Single Swing | 2110 | 910 |  |  | 97 | L20/431 | No |  | No | Laminate | Painted Finish |  | Kick |  |  | 03b | 6
Level 2 | IP52039.D1 | IDT 1d | Single Door Single Swing | 2110 | 1060 |  |  | 97 | L20/431 | No |  | No | Laminate | Painted Finish |  | Kick |  |  | 06b | 6
Level 2 | IP52041.D1 | IDT 1d | Single Door Single Swing | 2110 | 810 |  |  | 97 | L20/431 | No |  | No | Laminate | Painted Finish |  | Kick |  |  | 06b | 6
Level 2 | IP52042.D1 | IDT 1d | Single Door Single Swing | 2110 | 1060 |  | 30dB | 97 | L20/431 | No |  | No | Laminate | Painted Finish |  | Kick |  |  | 06b | 3
Level 2 | IP52060.D1 | IDT 2a | Double Unequal Door Single Swing | 2110 | 1480 |  |  | 97 | L20/431 | Yes |  | No | Laminate | Painted Finish | IBT 08 | Kick |  |  | 1 | 6
Level 2 | IP52060A.D1 | IDT 2d | Double Unequal Door Single Swing | 2110 | 1510 |  |  | 97 | L20/431 | No |  | No | Laminate | Painted Finish |  | Kick |  |  | 2 | 25 | Privacy seals between door leaves
Level 2 | IP52060B.D1 | IDT 1d | Single Door Single Swing | 2110 | 810 |  |  | 97 | L20/431 | No |  | No | Laminate | Painted Finish |  | Kick |  |  | 03b | 25
Level 2 | IP52100.D1 | IDT 2c | Double Unequal Door Single Swing | 2110 | 1710 | FD30S |  | 97 | L20/431 | Yes | Yes | No | Laminate | Painted Finish |  | Kick/Mid/Edge | Delayed Close |  | 08g | 3
Level 2 | IP52104.D1 | IDT 1d | Single Door Single Swing | 2110 | 1060 | FD30S |  | 97 | L20/431 | No |  | No | Laminate | Painted Finish |  | Kick |  |  | 6 | 3
Level 2 | PLA2101.D1 | IDT 4a | Double Door Single Swing | 2110 | 1610 | FD60S |  | 119 | L20/439 | No |  | No | Painted Finish | Painted Finish |  |  |  |  | 09a | 3
Level 2 | PLA2102.D1 | IDT 4a | Double Door Single Swing | 2110 | 1610 | FD60S |  | 119 | L20/439 | No |  | No | Painted Finish | Painted Finish |  |  |  |  | 09a | 3
Level 2 | PLA2103.D1 | IDT 1d | Single Door Single Swing | 2110 | 1010 | FD60S |  | 119 | L20/439 | No |  | No | Painted Finish | Painted Finish |  |  |  |  | 9 | 3
Level 2 | PLA2104.D1 | IDT 4a | Double Door Single Swing | 2110 | 1610 | FD60S |  | 97 | L20/439 | No |  | No | Painted Finish | Painted Finish |  |  |  |  | 09a | 3
Level 2 | PLA2105.D1 | IDT 4a | Double Door Single Swing | 2110 | 1610 | FD60S |  | 97 | L20/439 | No |  | No | Painted Finish | Painted Finish |  |  |  |  | 09a | 3
Level 2 | PLA2106.D1 | IDT 4a | Double Door Single Swing | 2110 | 2318 | FD60S |  | 97 | L20/439 | No |  | No | Painted Finish | Painted Finish |  |  |  |  | 09a | 3
Level 2 | PLA2107.D1 | IDT 4a | Double Door Single Swing | 2110 | 1810 | FD60S |  | 119 | L20/439 | No |  | No | Painted Finish | Painted Finish |  |  |  |  | 09a | 3
Level 2 | PLA2108.D1 | IDT 4a | Double Door Single Swing | 2110 | 1810 | FD60S |  | 119 | L20/439 | No |  | No | Painted Finish | Painted Finish |  |  |  |  | 09a | 3
Level 2 | PLA2108.D2 | IDT 4a | Double Door Single Swing | 2110 | 1810 | FD60S |  | 119 | L20/439 | No |  | No | Painted Finish | Painted Finish |  |  |  |  | 09a | 3
Level 2 | PLA2109.D1 | IDT 1d | Single Door Single Swing | 2110 | 1010 | FD60S |  | 119 | L20/439 | No |  | No | Painted Finish | Painted Finish |  |  |  |  | 9 | 3
Level 2 | PLA2110.D1 | IDT 4a | Double Door Single Swing | 2110 | 1210 | FD60S |  | 119 | L20/439 | No |  | No | Painted Finish | Painted Finish |  |  |  |  | 09a | 3
Level 2 | PLA2110.D2 | IDT 4a | Double Door Single Swing | 2110 | 1210 | FD60S |  | 119 | L20/439 | No |  | No | Painted Finish | Painted Finish |  |  |  |  | 09a | 3
Level 2 | PLA2110.D3 | IDT 4a | Double Door Single Swing | 2110 | 1210 | FD60S |  | 119 | L20/439 | No |  | No | Painted Finish | Painted Finish |  |  |  |  | 09a | 3
Level 2 | PLA2111.D1 | IDT 4a | Double Door Single Swing | 2110 | 1610 | FD60S |  | 97 | L20/439 | No |  | No | Painted Finish | Painted Finish |  |  |  |  | 09a | 3
Level 2 | PLA2112.D1 | IDT 4a | Double Door Single Swing | 2110 | 2318 | FD60S |  | 97 | L20/439 | No |  | No | Painted Finish | Painted Finish |  |  |  |  | 09a | 3
Level 2 | PLA2113.D1 | IDT 4a | Double Door Single Swing | 2110 | 1610 | FD60S |  | 97 | L20/439 | No |  | No | Painted Finish | Painted Finish |  |  |  |  | 09a | 3
Level 2 | PLA2114.D1 | IDT 4a | Double Door Single Swing | 2110 | 1810 | FD60S |  | 97 | L20/439 | No |  | No | Painted Finish | Painted Finish |  |  |  |  | 09a | 3 | Reduced jamb architraves to one side
Level 2 | PLA2115.D1 | IDT 4a | Double Door Single Swing | 2110 | 2318 | FD60S |  | 97 | L20/439 | No |  | No | Painted Finish | Painted Finish |  |  |  |  | 09a | 3
Level 2 | PLA2116.D1 | IDT 4a | Double Door Single Swing | 2110 | 2318 | FD60S |  | 97 | L20/439 | No |  | No | Painted Finish | Painted Finish |  |  |  |  | 09a | 3
Level 2 | PLA2118.D1 | IDT 4a | Double Door Single Swing | 2110 | 1610 | FD60S |  | 119 | L20/439 | No |  | No | Painted Finish | Painted Finish |  |  |  |  | 9 | 3
Level 2 | PLA2119.D1 | IDT 4a | Double Door Single Swing | 2110 | 1610 | FD60S |  | 119 | L20/439 | No |  | No | Painted Finish | Painted Finish |  |  |  |  | 09a | 3
Level 2 | PLA2120.D1 | IDT 4a | Double Door Single Swing | 2110 | 1610 | FD60S |  | 119 | L20/439 | No |  | No | Painted Finish | Painted Finish |  |  |  |  | 09a | 3
Level 2 | PLA2121.D1 | IDT 1d | Single Door Single Swing | 2110 | 1010 | FD60S |  | 119 | L20/439 | No |  | No | Painted Finish | Painted Finish |  |  |  |  | 9 | 3
Level 2 | PLA2122.D1 | IDT 4a | Double Door Single Swing | 2110 | 2318 | FD60S |  | 97 | L20/439 | No |  | No | Painted Finish | Painted Finish |  |  |  |  | 09a | 3
Level 2 | PLA2123.D1 | IDT 4a | Double Door Single Swing | 2110 | 1810 | FD60S |  | 119 | L20/439 | No |  | No | Painted Finish | Painted Finish |  |  |  |  | 09a | 3
Level 2 | PLA2123.D2 | IDT 4a | Double Door Single Swing | 2110 | 1810 | FD60S |  | 119 | L20/439 | No |  | No | Painted Finish | Painted Finish |  |  |  |  | 09a | 3
Level 2 | PLA2124.D1 | IDT 4a | Double Door Single Swing | 2110 | 2318 | FD60S |  | 97 | L20/439 | No |  | No | Painted Finish | Painted Finish |  |  |  |  | 09a | 3
Level 2 | PLA2126.D1 | IDT 4a | Double Door Single Swing | 2110 | 1810 | FD60S |  | 119 | L20/439 | No |  | No | Painted Finish | Painted Finish |  |  |  |  | 09a | 3
Level 2 | PLA2127.D1 | IDT 4a | Double Door Single Swing | 2110 | 1810 | FD60S |  | 119 | L20/439 | No |  | No | Painted Finish | Painted Finish |  |  |  |  | 09a | 3
Level 2 | PLA2128.D1 | IDT 1d | Single Door Single Swing | 2110 | 1010 | FD60S |  | 119 | L20/439 | No |  | No | Painted Finish | Painted Finish |  |  |  |  | 9 | 3
Level 2 | PLA2129.D1 | IDT 4a | Double Door Single Swing | 2110 | 1610 | FD60S |  | 119 | L20/439 | No |  | No | Painted Finish | Painted Finish |  |  |  |  | 09a | 3
Level 2 | PLA2201.D1 | IDT 4a | Double Door Single Swing | 2110 | 1810 | FD60S |  | 119 | L20/439 | No |  | No | Painted Finish | Painted Finish |  |  |  |  | 09a | 3
Level 2 | PLA2202.D1 | IDT 1d | Single Door Single Swing | 2110 | 1060 | FD60S |  | 97 | L20/439 | No |  | No | Painted Finish | Painted Finish |  |  |  |  | 9 | 3
Level 2 | PLA2204.D1 | IDT 4a | Double Door Single Swing | 2110 | 1810 | FD60S |  | 119 | L20/439 | No |  | No | Painted Finish | Painted Finish |  |  |  |  | 09a | 3
Level 2 | PLA2205.D1 | IDT 4a | Double Door Single Swing | 2110 | 1610 | FD60S |  | 119 | L20/439 | No |  | No | Painted Finish | Painted Finish |  |  |  |  | 09a | 3
Level 2 | PLA2206.D1 | IDT 4a | Double Door Single Swing | 2110 | 2318 | FD60S |  | 97 | L20/439 | No |  | No | Painted Finish | Painted Finish |  |  |  |  | 09a | 3
Level 2 | PLA2208.D1 | IDT 4a | Double Door Single Swing | 2110 | 1610 | FD60S |  | 150 | L20/439 | No |  | No | Painted Finish | Painted Finish |  |  |  |  | 09a | 3
Level 2 | PLA2209.D1 | IDT 4a | Double Door Single Swing | 2110 | 1610 | FD60S |  | 97 | L20/439 | No |  | No | Painted Finish | Painted Finish |  |  |  |  | 09a | 3
Level 2 | PLA2210.D1 | IDT 4a | Double Door Single Swing | 2110 | 1610 | FD60S |  | 119 | L20/439 | No |  | No | Painted Finish | Painted Finish |  |  |  |  | 09a | 3
Level 2 | PLA2212.D1 | IDT 4a | Double Door Single Swing | 2110 | 1610 | FD60S |  | 119 | L20/439 | No |  | No | Painted Finish | Painted Finish |  |  |  |  | 09a | 3
Level 2 | PLA2213.D1 | IDT 1d | Single Door Single Swing | 2110 | 1060 | FD60S |  | 97 | L20/439 | No |  | No | Painted Finish | Painted Finish |  |  |  |  | 9 | 3
Level 2 | PLA2214.D1 | IDT 4a | Double Door Single Swing | 2110 | 1810 | FD60S |  | 119 | L20/439 | No |  | No | Painted Finish | Painted Finish |  |  |  |  | 09a | 3
Level 2 | PLA2216.D1 | IDT 4a | Double Door Single Swing | 2110 | 2318 | FD60S |  | 97 | L20/439 | No |  | No | Painted Finish | Painted Finish |  |  |  |  | 09a | 3
Level 2 | PLA2217.D1 | IDT 4a | Double Door Single Swing | 2110 | 1410 | FD60S |  | 119 | L20/439 | No |  | No | Painted Finish | Painted Finish |  |  |  |  | 09a | 3 | Reduced jamb architraves to one side
Level 2 | PLA2218.D1 | IDT 1d | Single Door Single Swing | 2110 | 1010 | FD60S |  | 119 | L20/439 | No |  | No | Painted Finish | Painted Finish |  |  |  |  | 9 | 3
Level 2 | PLA2219.D1 | IDT 4a | Double Door Single Swing | 2110 | 1410 | FD60S |  | 119 | L20/439 | No |  | No | Painted Finish | Painted Finish |  |  |  |  | 09a | 3
Level 2 | PLA2219.D2 | IDT 4a | Double Door Single Swing | 2110 | 1410 | FD60S |  | 119 | L20/439 | No |  | No | Painted Finish | Painted Finish |  |  |  |  | 09a | 3 | Reduced jamb architraves to one side
Level 2 | PLA2220.D1 | IDT 1d | Single Door Single Swing | 2110 | 1060 | FD60S |  | 97 | L20/439 | No |  | No | Painted Finish | Painted Finish |  |  |  |  | 9 | 3
Level 2 | PLA2222.D1 | IDT 4a | Double Door Single Swing | 2110 | 1810 | FD60S |  | 119 | L20/439 | No |  | No | Painted Finish | Painted Finish |  |  |  |  | 09a | 3
Level 2 | PLA2223.D1 | IDT 4a | Double Door Single Swing | 2110 | 1810 | FD60S |  | 97 | L20/439 | No |  | No | Painted Finish | Painted Finish |  |  |  |  | 09a | 3
Level 2 | PLA2224.D1 | IDT 4a | Double Door Single Swing | 2110 | 1610 | FD60S |  | 97 | L20/439 | No |  | No | Painted Finish | Painted Finish |  |  |  |  | 09a | 3
Level 2 | PLA2225.D1 | IDT 4a | Double Door Single Swing | 2110 | 1610 | FD60S |  | 97 | L20/439 | No |  | No | Painted Finish | Painted Finish |  |  |  |  | 09a | 3
Level 2 | PLA2301.D1 | IDT 4a | Double Door Single Swing | 2110 | 1610 | FD60S |  | 97 | L20/439 | No |  | No | Painted Finish | Painted Finish |  |  |  |  | 09a | 3
Level 2 | PLA2303.D1 | IDT 4a | Double Door Single Swing | 2110 | 1810 | FD60S |  | 173 | L20/439 | No |  | No | Painted Finish | Painted Finish |  |  |  |  | 09a | 3
Level 2 | PLA2304.D1 | IDT 4a | Double Door Single Swing | 2110 | 1810 | FD60S |  | 173 | L20/439 | No |  | No | Painted Finish | Painted Finish |  |  |  |  | 09a | 3
Level 2 | PLA2305.D1 | IDT 4a | Double Door Single Swing | 2110 | 1810 | FD60S |  | 119 | L20/439 | No |  | No | Painted Finish | Painted Finish |  |  |  |  | 09a | 3
Level 2 | PLA2306.D1 | IDT 4a | Double Door Single Swing | 2110 | 1310 | FD60S |  | 119 | L20/439 | No |  | No | Painted Finish | Painted Finish |  |  |  |  | 09a | 3
Level 3 | CIR3101.D1 | IDT 2d | Double Unequal Door Single Swing | 2110 | 1710 | FD30S |  | 97 | L20/431 | No |  | No | Laminate | Painted Finish |  | Kick |  |  | 17 | 3
Level 3 | CIR3102.D1 | IDT 2b | Double Unequal Door Single Swing | 2110 | 1710 | FD60S |  | 97 | L20/431 | Yes |  | No | Laminate | Painted Finish |  | Kick |  |  | 17a | 3
Level 3 | CIR3103.D1 | IDT 3b | Double Door Double Swing | 2110 | 1910 |  |  | 97 | L20/431 | Yes |  | No | Laminate | Painted Finish |  | Kick | Delayed Close |  | 22 | 6
Level 3 | CIR3104.D1 | IDT 3b | Double Door 180° Swing | 2110 | 1910 | FD60S |  | 97 | L20/431 | Yes |  | No | Laminate | Painted Finish |  | Kick | Hold Open |  | 31 | 3
Level 3 | CIR3105.D1 | IDT 3b | Double Door Single Swing | 2110 | 1910 |  |  | 97 | L20/431 | Yes |  | No | Laminate | PVC Wrapped |  | Half Height/Edge | Delayed Close |  | 11gDA | 6 | Reduced jamb architraves to one side. Omi mag locks
Level 3 | CIR3105.D2 | IDT 3b | Double Door Single Swing | 2110 | 1910 | FD30S |  | 97 | L20/431 | Yes | Yes | No | Laminate | Painted Finish |  | Kick/Mid/Edge | Hold Open |  | 11t | 3 | Reduced jamb architraves to one side
Level 3 | CIR3106.D1 | IDT 3b | Double Door Single Swing | 2110 | 1910 | FD30S |  | 97 | L20/431 | Yes |  | No | Laminate | Painted Finish |  | Kick/Mid/Edge | Hold Open |  | 12c | 3 | Reduced jamb architraves to one side
Level 3 | CIR3106.D2 | IDT 3b | Double Door Single Swing | 2110 | 1910 | FD30S |  | 97 | L20/431 | Yes | Yes | No | Laminate | Painted Finish |  | Kick/Mid/Edge | Delayed Close |  | 11t | 3 | Reduced jamb architraves to one side
Level 3 | CIR3107.D1 | IDT 3b | Double Door Double Swing | 2110 | 1910 | FD30S |  | 97 | L20/431 | Yes | Yes | No | Laminate | Painted Finish |  | Half Height/Edge | Delayed Close |  | 11j | 3
Level 3 | CIR3107.D2 | IDT 3b | Double Door Single Swing | 2110 | 1910 | FD30S |  | 97 | L20/431 | Yes |  | No | Laminate | Painted Finish |  | Kick |  |  | 21a | 3
Level 3 | CIR3108.D2 | IDT 3b | Double Door Single Swing | 2110 | 1910 | FD30S |  | 150 | L20/431 | Yes | Yes | No | Laminate | Painted Finish |  | Kick/Mid/Edge | Delayed Close |  | 11t | 3 | Reduced width architrace to both sides. 103mm frame depth
Level 3 | CIR3109.D1 | IDT 3b | Double Door Double Swing | 2110 | 1910 | FD30S |  | 97 | L20/431 | Yes |  | No | Laminate | Painted Finish |  | Kick | Hold Open |  | 12e | 3
Level 3 | CIR3110.D1 | IDT 3b | Double Door Single Swing | 2110 | 1910 | FD30S |  | 97 | L20/431 | Yes | Yes | No | Laminate | Painted Finish |  | Kick/Mid/Edge | Delayed Close |  | 11p | 3 | Reduced jamb architraves to one side
Level 3 | CIR3110.D2 | IDT 3b | Double Door Single Swing | 2110 | 1910 | FD30S |  | 97 | L20/431 | Yes | Yes | No | Laminate | Painted Finish |  | Kick/Mid/Edge | Delayed Close |  | 11p | 3 | Reduced jamb architraves to one side
Level 3 | CIR3111.D1 | IDT 3b | Double Door Single Swing | 2110 | 1910 | FD30S |  | 97 | L20/431 | Yes | Yes | No | Laminate | Painted Finish |  | Kick |  |  | 11d | 3
Level 3 | CIR3112.D1 | IDT 3b | Double Door 180° Swing | 2110 | 1910 | FD60S |  | 97 | L20/431 | Yes |  | No | Laminate | Painted Finish |  | Kick | Hold Open |  | 31 | 3
Level 3 | CIR3113.D1 | IDT 3b | Double Door Double Swing | 2110 | 1910 | FD60S |  | 97 | L20/431 | Yes | Yes | No | Laminate | Painted Finish |  | Kick/Mid/Edge | Delayed Close |  | 11k | 3
Level 3 | CIR3114.D1 | IDT 3b | Double Door Double Swing | 2110 | 1910 | FD30S |  | 97 | L20/431 | Yes |  | No | Laminate | Painted Finish |  | Kick | Delayed Close |  | 22 | 3
Level 3 | CIR3115.D1 | IDT 3b | Double Door Single Swing | 2110 | 1910 |  |  | 97 | L20/431 | Yes | Yes | No | Laminate | Painted Finish |  | Kick/Mid/Edge | Delayed Close |  | 11hDA | 3 | Reduced jamb architraves to one side
Level 3 | CIR3115.D2 | IDT 3b | Double Door Single Swing | 2110 | 1910 | FD30S |  | 97 | L20/431 | Yes | Yes | No | Laminate | Painted Finish |  | Kick/Mid/Edge | Delayed Close |  | 11p | 3 | Reduced jamb architraves to one side
Level 3 | CIR3116.D1 | IDT 2b | Double Unequal Door Single Swing | 2110 | 1710 | FD30S |  | 97 | L20/431 | Yes | Yes | No | Laminate | Painted Finish |  | Kick | Delayed Close |  | 08fDA | 3
Level 3 | CIR3116.D2 | IDT 3b | Double Door Single Swing | 2110 | 1910 | FD30S |  | 97 | L20/431 | Yes |  | No | Laminate | Painted Finish |  | Kick |  |  | 21a | 3
Level 3 | CIR3117.D1 | IDT 3b | Double Door Double Swing | 2110 | 1910 | FD30S |  | 97 | L20/431 | Yes | Yes | No | Laminate | Painted Finish |  | Half Height/Edge | Delayed Close |  | 11j | 3
Level 3 | CIR3201.D1 | IDT 2b* | Double Unequal Door Single Swing | 2060 | 1424 | FD30S |  | 150 | L11/431 | Yes |  | No |  |  |  | Kick |  |  | 17a | 3 | Part of Glazed Screen CIR3201.S1
Level 3 | CIR3201.D2 | IDT 2b | Double Unequal Door Single Swing | 2110 | 1510 | FD30S |  | 97 | L20/431 | Yes |  | No | Laminate | Painted Finish |  | Kick |  |  | 17a | 3
Level 3 | CIR3202.D1 | IDT 3b | Double Door 180° Swing | 2110 | 1910 | FD30S |  | 97 | L20/431 | Yes | Yes | No | Laminate | PVC Wrapped |  | Half Height/Edge | Hold Open |  | 31 | 3
Level 3 | CIR3205.D1 | IDT 2b | Double Unequal Door Single Swing | 2110 | 1510 | FD60S |  | 97 | L20/431 | Yes |  | No | Laminate | Painted Finish |  | Kick |  |  | 17a | 3
Level 3 | CIR3206.D1 | IDT 2b* | Double Unequal Door Single Swing | 2060 | 1424 | FD30S |  | 150 | L11/431 | Yes |  | No |  |  |  | Kick |  |  | 17a | 3 | Part of Glazed Screen CIR3206.S1
Level 3 | EGU3C01.D1 | IDT 2b | Double Unequal Door Single Swing | 2110 | 1510 |  |  | 122 | L20/431 | Yes | Yes | No | Laminate | Painted Finish |  | Kick | Delayed Close |  | 08m | 6
Level 3 | EGU3C02.D1 | IDT 2b | Double Unequal Door Single Swing | 2110 | 1510 |  | 30dB | 122 | L20/431 | Yes |  | No | Laminate | Painted Finish |  | Kick/Edge |  |  | 01* | 3
Level 3 | EGU3001.D1 | IDT 1d | Single Door Single Swing | 2110 | 910 |  |  | 97 | L20/431 | No |  | No | Laminate | Painted Finish |  | Kick |  |  | 3 | 6
Level 3 | EGU3002.D1 | IDT 1d | Single Door Single Swing | 2110 | 1010 |  |  | 97 | L20/431 | No |  | No | Laminate | Painted Finish |  | Kick |  |  | 03DA | 6
Level 3 | EGU3003.D1 | IDT 2d | Double Unequal Door Single Swing | 2110 | 1510 |  | 30dB | 97 | L20/431 | No |  | No | Laminate | Painted Finish |  | Kick |  |  | 17b | 3
Level 3 | EGU3006.D1 | IDT 2a | Double Unequal Door Single Swing | 2110 | 1480 |  | 30dB | 97 | L20/431 | Yes |  | No | Laminate | Painted Finish | IBT 08 | Kick |  |  | 17b | 3
Level 3 | EGU3006A.D1 | IDT 2d | Double Unequal Door Single Swing | 2110 | 1710 |  |  | 100 | L20/431 | No |  | No | Laminate | Painted Finish |  | Kick |  |  | 1 | 25
Level 3 | EGU3007.D1 | IDT 2a | Double Unequal Door Single Swing | 2110 | 1480 |  | 30dB | 97 | L20/431 | Yes |  | No | Laminate | Painted Finish | IBT 08 | Kick |  |  | 17b | 3
Level 3 | EGU3007A.D1 | IDT 2d | Double Unequal Door Single Swing | 2110 | 1710 |  |  | 100 | L20/431 | No |  | No | Laminate | Painted Finish |  | Kick |  |  | 1 | 25
Level 3 | ICT3001.D1 | IDT 4a | Double Door Single Swing | 2110 | 1810 | FD60S |  | 97 | L20/439 | No | Yes | No | Painted Finish | Painted Finish |  |  |  |  | 08l | 3 | Reduced jamb architraves to one side
Level 3 | ICT3002.D1 | IDT 4a | Double Door Single Swing | 2110 | 1810 | FD60S |  | 97 | L20/439 | No | Yes | No | Painted Finish | Painted Finish |  |  |  |  | 08l | 3
Level 3 | ICT3003.D1 | IDT 4a | Double Door Single Swing | 2110 | 1810 | FD60S |  | 97 | L20/439 | No | Yes | No | Painted Finish | Painted Finish |  |  |  |  | 08l | 3
Level 3 | ICT3004.D1 | IDT 4a | Double Door Single Swing | 2110 | 1810 | FD60S |  | 97 | L20/439 | No | Yes | No | Painted Finish | Painted Finish |  |  |  |  | 08l | 3
Level 3 | IP63C01.D1 | IDT 3b | Double Door Single Swing | 2110 | 1910 | FD30S |  | 97 | L20/431 | Yes | Yes | No | Laminate | Painted Finish |  | Kick/Edge | Delayed Close |  | 11DA | 3
Level 3 | IP63C02.D2 | IDT 3b | Double Door Single Swing | 2110 | 1910 | FD30S |  | 97 | L20/431 | Yes |  | No | Laminate | Painted Finish |  | Kick/Edge | Hold Open |  | 12* | 3
Level 3 | IP63C03.D3 | IDT 3b | Double Door Double Swing | 2110 | 1910 | FD30S |  | 97 | L20/431 | Yes |  | No | Laminate | Painted Finish |  | Kick/Edge | Hold Open |  | 12e* | 3
Level 3 | IP63C04.D1 | IDT 3b | Double Door Single Swing | 2110 | 1910 | FD30S |  | 97 | L20/431 | Yes |  | No | Laminate | Painted Finish |  | Kick/Edge | Hold Open |  | 12* | 3
Level 3 | IP63C05.D1 | IDT 3b | Double Door Single Swing | 2110 | 1910 | FD30S |  | 97 | L20/431 | Yes |  | No | Laminate | Painted Finish |  | Kick/Edge | Hold Open |  | 12* | 3
Level 3 | IP63C05.D2 | IDT 3b | Double Door Double Swing | 2110 | 1910 | FD30S |  | 97 | L20/431 | Yes |  | No | Laminate | Painted Finish |  | Kick/Edge | Hold Open |  | 12e* | 3
Level 3 | IP63C07.D1 | IDT 3b | Double Door Double Swing | 2110 | 1910 | FD30S |  | 97 | L20/431 | Yes |  | No | Laminate | Painted Finish |  | Kick/Edge | Hold Open |  | 12e* | 3
Level 3 | IP63C07.D2 | IDT 3b | Double Door Single Swing | 2110 | 1910 | FD30S |  | 97 | L20/431 | Yes |  | No | Laminate | Painted Finish |  | Kick/Edge | Hold Open |  | 12* | 3
Level 3 | IP63C07.D3 | IDT 3b | Double Door Double Swing | 2110 | 1910 | FD30S |  | 97 | L20/431 | Yes | Yes | No | Laminate | Painted Finish |  | Kick/Edge |  |  | 11b* | 3
Level 3 | IP63C10.D1 | IDT 2d | Double Unequal Door Single Swing | 2110 | 1510 | FD30S |  | 97 | L20/431 | No |  | No | Laminate | Painted Finish |  | Kick |  |  | 17k | 3 | Reduced jamb architraves to one side
Level 3 | IP63001.D1 | IDT 2a | Double Unequal Door Single Swing | 2110 | 1710 |  | 30dB | 97 | L20/431 | Yes |  | No | Laminate | Painted Finish | IBT 08 | Kick |  |  | 1 | 3
Level 3 | IP63001A.D1 | IDT 2d | Double Unequal Door Single Swing | 2110 | 1710 |  |  | 97 | L20/431 | No |  | No | Laminate | Painted Finish |  | Kick |  |  | 1 | 25
Level 3 | IP63002.D1 | IDT 2a | Double Unequal Door Single Swing | 2110 | 1480 |  | 30dB | 97 | L20/431 | Yes |  | No | Laminate | Painted Finish | IBT 08 | Kick |  |  | 1 | 3
Level 3 | IP63002A.D1 | IDT 2d | Double Unequal Door Single Swing | 2110 | 1710 |  |  | 100 | L20/431 | No |  | No | Laminate | Painted Finish |  | Kick |  |  | 1 | 25
Level 3 | IP63003.D1 | IDT 2a | Double Unequal Door Single Swing | 2110 | 1480 |  | 30dB | 97 | L20/431 | Yes |  | No | Laminate | Painted Finish | IBT 08 | Kick |  |  | 1 | 3
Level 3 | IP63003A.D1 | IDT 2d | Double Unequal Door Single Swing | 2110 | 1710 |  |  | 100 | L20/431 | No |  | No | Laminate | Painted Finish |  | Kick |  |  | 1 | 25
Level 3 | IP63004.D1 | IDT 2a | Double Unequal Door Single Swing | 2110 | 1480 |  | 30dB | 97 | L20/431 | Yes |  | No | Laminate | Painted Finish | IBT 08 | Kick |  |  | 1 | 3
Level 3 | IP63004A.D1 | IDT 2d | Double Unequal Door Single Swing | 2110 | 1710 |  |  | 100 | L20/431 | No |  | No | Laminate | Painted Finish |  | Kick |  |  | 1 | 25
Level 3 | IP63005.D1 | IDT 2a | Double Unequal Door Single Swing | 2110 | 1710 |  | 30dB | 97 | L20/431 | Yes |  | No | Laminate | Painted Finish | IBT 08 | Kick |  |  | 1 | 3
Level 3 | IP63005A.D1 | IDT 2d | Double Unequal Door Single Swing | 2110 | 1710 |  |  | 97 | L20/431 | No |  | No | Laminate | Painted Finish |  | Kick |  |  | 1 | 25
Level 3 | IP63008.D1 | IDT 2a | Double Unequal Door Single Swing | 2110 | 1480 |  | 30dB | 97 | L20/431 | Yes |  | No | Laminate | Painted Finish | IBT 08 | Kick |  |  | 1 | 3
Level 3 | IP63008A.D1 | IDT 2d | Double Unequal Door Single Swing | 2110 | 1710 |  |  | 100 | L20/431 | No |  | No | Laminate | Painted Finish |  | Kick |  |  | 1 | 25
Level 3 | IP63009.D1 | IDT 2a | Double Unequal Door Single Swing | 2110 | 1480 |  | 30dB | 97 | L20/431 | Yes |  | No | Laminate | Painted Finish | IBT 08 | Kick |  |  | 1 | 3
Level 3 | IP63009A.D1 | IDT 2d | Double Unequal Door Single Swing | 2110 | 1710 |  |  | 97 | L20/431 | No |  | No | Laminate | Painted Finish |  | Kick |  |  | 1 | 25
Level 3 | IP63010.D1 | IDT 2a | Double Unequal Door Single Swing | 2110 | 1480 |  | 30dB | 97 | L20/431 | Yes |  | No | Laminate | Painted Finish | IBT 08 | Kick |  |  | 1 | 3
Level 3 | IP63010A.D1 | IDT 2d | Double Unequal Door Single Swing | 2110 | 1710 |  |  | 100 | L20/431 | No |  | No | Laminate | Painted Finish |  | Kick |  |  | 1 | 25
Level 3 | IP63011.D1 | IDT 2a | Double Unequal Door Single Swing | 2110 | 1480 |  | 30dB | 97 | L20/431 | Yes |  | No | Laminate | Painted Finish | IBT 08 | Kick |  |  | 1 | 3
Level 3 | IP63011A.D1 | IDT 2d | Double Unequal Door Single Swing | 2110 | 1710 |  |  | 100 | L20/431 | No |  | No | Laminate | Painted Finish |  | Kick |  |  | 1 | 25
Level 3 | IP63012.D1 | IDT 2a | Double Unequal Door Single Swing | 2110 | 1480 |  | 30dB | 97 | L20/431 | Yes |  | No | Laminate | Painted Finish | IBT 08 | Kick |  |  | 1 | 3
Level 3 | IP63012A.D1 | IDT 2d | Double Unequal Door Single Swing | 2110 | 1710 |  |  | 100 | L20/431 | No |  | No | Laminate | Painted Finish |  | Kick |  |  | 1 | 25
Level 3 | IP63013.D1 | IDT 2a | Double Unequal Door Single Swing | 2110 | 1480 |  | 30dB | 97 | L20/431 | Yes |  | No | Laminate | Painted Finish | IBT 08 | Kick |  |  | 1 | 3
Level 3 | IP63013A.D1 | IDT 2d | Double Unequal Door Single Swing | 2110 | 1710 |  |  | 100 | L20/431 | No |  | No | Laminate | Painted Finish |  | Kick |  |  | 1 | 25
Level 3 | IP63014.D1 | IDT 2a | Double Unequal Door Single Swing | 2110 | 1480 |  | 30dB | 97 | L20/431 | Yes |  | No | Laminate | Painted Finish | IBT 08 | Kick |  |  | 1 | 3
Level 3 | IP63014A.D1 | IDT 2d | Double Unequal Door Single Swing | 2110 | 1710 |  |  | 100 | L20/431 | No |  | No | Laminate | Painted Finish |  | Kick |  |  | 1 | 25
Level 3 | IP63015.D1 | IDT 2a | Double Unequal Door Single Swing | 2110 | 1480 |  | 30dB | 97 | L20/431 | Yes |  | No | Laminate | Painted Finish | IBT 08 | Kick |  |  | 1 | 3
Level 3 | IP63015A.D1 | IDT 2d | Double Unequal Door Single Swing | 2110 | 1710 |  |  | 100 | L20/431 | No |  | No | Laminate | Painted Finish |  | Kick |  |  | 1 | 25
Level 3 | IP63016.D1 | IDT 2a | Double Unequal Door Single Swing | 2110 | 1480 |  | 30dB | 97 | L20/431 | Yes |  | No | Laminate | Painted Finish | IBT 08 | Kick |  |  | 1 | 3
Level 3 | IP63016A.D1 | IDT 2d | Double Unequal Door Single Swing | 2110 | 1710 |  |  | 97 | L20/431 | No |  | No | Laminate | Painted Finish |  | Kick |  |  | 1 | 25
Level 3 | IP63017.D1 | IDT 2a | Double Unequal Door Single Swing | 2110 | 1480 |  | 30dB | 97 | L20/431 | Yes |  | No | Laminate | Painted Finish | IBT 08 | Kick |  |  | 1 | 3
Level 3 | IP63017A.D1 | IDT 2d | Double Unequal Door Single Swing | 2110 | 1710 |  |  | 100 | L20/431 | No |  | No | Laminate | Painted Finish |  | Kick |  |  | 1 | 25
Level 3 | IP63018.D1 | IDT 2a | Double Unequal Door Single Swing | 2110 | 1480 |  | 30dB | 97 | L20/431 | Yes |  | No | Laminate | Painted Finish | IBT 08 | Kick |  |  | 1 | 3
Level 3 | IP63018A.D1 | IDT 2d | Double Unequal Door Single Swing | 2110 | 1710 |  |  | 100 | L20/431 | No |  | No | Laminate | Painted Finish |  | Kick |  |  | 1 | 25
Level 3 | IP63019.D1 | IDT 2a | Double Unequal Door Single Swing | 2110 | 1480 |  | 30dB | 97 | L20/431 | Yes |  | No | Laminate | Painted Finish | IBT 08 | Kick |  |  | 1 | 3
Level 3 | IP63019A.D1 | IDT 2d | Double Unequal Door Single Swing | 2110 | 1710 |  |  | 100 | L20/431 | No |  | No | Laminate | Painted Finish |  | Kick |  |  | 1 | 25
Level 3 | IP63020.D1 | IDT 2a | Double Unequal Door Single Swing | 2110 | 1480 |  | 30dB | 97 | L20/431 | Yes |  | No | Laminate | Painted Finish | IBT 08 | Kick |  |  | 1 | 3
Level 3 | IP63020A.D1 | IDT 2d | Double Unequal Door Single Swing | 2110 | 1710 |  |  | 100 | L20/431 | No |  | No | Laminate | Painted Finish |  | Kick |  |  | 1 | 25
Level 3 | IP63021.D1 | IDT 2a | Double Unequal Door Single Swing | 2110 | 1480 |  | 30dB | 97 | L20/431 | Yes |  | No | Laminate | Painted Finish | IBT 08 | Kick |  |  | 1 | 3
Level 3 | IP63021A.D1 | IDT 2d | Double Unequal Door Single Swing | 2110 | 1710 |  |  | 100 | L20/431 | No |  | No | Laminate | Painted Finish |  | Kick |  |  | 1 | 25
Level 3 | IP63022.D1 | IDT 2a | Double Unequal Door Single Swing | 2110 | 1480 |  | 30dB | 97 | L20/431 | Yes |  | No | Laminate | Painted Finish | IBT 08 | Kick |  |  | 1 | 3
Level 3 | IP63022A.D1 | IDT 2d | Double Unequal Door Single Swing | 2110 | 1710 |  |  | 100 | L20/431 | No |  | No | Laminate | Painted Finish |  | Kick |  |  | 1 | 25
Level 3 | IP63023.D1 | IDT 2a | Double Unequal Door Single Swing | 2110 | 1480 |  | 30dB | 97 | L20/431 | Yes |  | No | Laminate | Painted Finish | IBT 08 | Kick |  |  | 1 | 3
Level 3 | IP63023A.D1 | IDT 2d | Double Unequal Door Single Swing | 2110 | 1710 |  |  | 100 | L20/431 | No |  | No | Laminate | Painted Finish |  | Kick |  |  | 1 | 25
Level 3 | IP63024.D1 | IDT 2a | Double Unequal Door Single Swing | 2110 | 1480 |  | 30dB | 97 | L20/431 | Yes |  | No | Laminate | Painted Finish | IBT 08 | Kick |  |  | 1 | 3
Level 3 | IP63024A.D1 | IDT 2d | Double Unequal Door Single Swing | 2110 | 1710 |  |  | 100 | L20/431 | No |  | No | Laminate | Painted Finish |  | Kick |  |  | 1 | 25
Level 3 | IP63029.D1 | IDT 2a | Double Unequal Door Single Swing | 2110 | 1480 |  |  | 97 | L20/431 | Yes |  | No | Laminate | Painted Finish | IBT 08 | Kick |  |  | 1 | 3
Level 3 | IP63029A.D1 | IDT 2d | Double Unequal Door Single Swing | 2110 | 1510 |  |  | 97 | L20/431 | No |  | No | Laminate | Painted Finish |  | Kick |  |  | 2 | 25 | Privacy seals between door leaves
Level 3 | IP63029B.D1 | IDT 1d | Single Door Single Swing | 2110 | 810 |  |  | 97 | L20/431 | No |  | No | Laminate | Painted Finish |  | Kick |  |  | 03b | 25
Level 3 | IP63032.D1 | IDT 1d | Single Door Single Swing | 2110 | 1060 | FD30S |  | 97 | L20/431 | No | Yes | No | Laminate | Painted Finish |  | Kick |  |  | 4 | 3
Level 3 | IP63033.D1 | IDT 1c | Single Door Single Swing | 2110 | 1060 |  | 30dB | 97 | L20/431 | Yes |  | No | Laminate | Painted Finish |  | Kick |  |  | 06b | 3
Level 3 | IP63035.D1 | IDT 2d | Double Unequal Door Single Swing | 2110 | 1510 |  |  | 96 | L20/431 | No |  | No | Laminate | Painted Finish |  | Kick |  |  | 17b | 6
Level 3 | IP63036.D1 | IDT 1d | Single Door Single Swing | 2110 | 1060 |  |  | 97 | L20/431 | No |  | No | Laminate | Painted Finish |  | Kick |  |  | 06b | 6
Level 3 | IP63039.D1 | IDT 1d | Single Door Single Swing | 2110 | 1060 |  |  | 97 | L20/431 | No |  | No | Laminate | Painted Finish |  | Kick |  |  | 06b | 6
Level 3 | IP63040.D1 | IDT 1c | Single Door Single Swing | 2110 | 1060 |  |  | 97 | L20/431 | Yes | Yes | No | Laminate | Painted Finish |  | Kick |  |  | 04b | 6
Level 3 | IP63041.D1 | IDT 1d | Single Door Single Swing | 2110 | 1060 |  |  | 97 | L20/431 | No |  | No | Laminate | Painted Finish |  | Kick |  |  | 06b | 6
Level 3 | IP63043.D1 | IDT 1d | Single Door Single Swing | 2110 | 1060 |  |  | 97 | L20/431 | No |  | No | Laminate | Painted Finish |  | Kick |  |  | 06b | 6
Level 3 | IP63046.D1 | IDT 1d | Single Door Single Swing | 2110 | 910 |  |  | 97 | L20/431 | No |  | No | Laminate | Painted Finish |  | Kick |  |  | 03b | 6
Level 3 | IP63048.D1 | IDT 1d | Single Door Single Swing | 2110 | 1060 |  |  | 97 | L20/431 | No |  | No | Laminate | Painted Finish |  | Kick |  |  | 06b | 6
Level 3 | IP63050.D1 | IDT 1d | Single Door Single Swing | 2110 | 810 |  |  | 97 | L20/431 | No |  | No | Laminate | Painted Finish |  | Kick |  |  | 06b | 6
Level 3 | IP63051.D1 | IDT 1d | Single Door Single Swing | 2110 | 1060 |  | 30dB | 97 | L20/431 | No |  | No | Laminate | Painted Finish |  | Kick |  |  | 06b | 3
Level 3 | IP63060.D1 | IDT 2a | Double Unequal Door Single Swing | 2110 | 1480 |  |  | 97 | L20/431 | Yes |  | No | Laminate | Painted Finish | IBT 08 | Kick |  |  | 1 | 6
Level 3 | IP63060A.D1 | IDT 2d | Double Unequal Door Single Swing | 2110 | 1510 |  |  | 97 | L20/431 | No |  | No | Laminate | Painted Finish |  | Kick |  |  | 2 | 25 | Privacy seals between door leaves
Level 3 | IP63060B.D1 | IDT 1d | Single Door Single Swing | 2110 | 810 |  |  | 97 | L20/431 | No |  | No | Laminate | Painted Finish |  | Kick |  |  | 03b | 25
Level 3 | IP63100.D1 | IDT 2c | Double Unequal Door Single Swing | 2110 | 1710 | FD30S |  | 97 | L20/431 | Yes | Yes | No | Laminate | Painted Finish |  | Kick/Mid/Edge | Delayed Close |  | 08g | 3
Level 3 | IP63103.D1 | IDT 2d | Double Unequal Door Single Swing | 2110 | 1510 | FD30S |  | 97 | L20/431 | No | Yes | No | Laminate | PVC Wrapped |  | Half Height/Edge | Delayed Close |  | 08h | 3 | Reduced jamb architraves to one side
Level 3 | IP63104.D1 | IDT 1d | Single Door Single Swing | 2110 | 1060 | FD30S |  | 97 | L20/431 | No |  | No | Laminate | Painted Finish |  | Kick |  |  | 6 | 3
Level 3 | MAT3C02.D1 | IDT 3b | Double Door Single Swing | 2110 | 1910 | FD30S |  | 97 | L20/431 | Yes | Yes | No | Laminate | Painted Finish |  | Kick/Edge | Delayed Close |  | 11dDA | 3
Level 3 | MAT3C03.D2 | IDT 3b | Double Door Double Swing | 2110 | 1910 | FD30S |  | 97 | L20/431 | Yes |  | No | Laminate | Painted Finish |  | Kick/Edge | Hold Open |  | 12e* | 3
Level 3 | MAT3C04.D2 | IDT 3b | Double Door Single Swing | 2110 | 1910 | FD30S |  | 97 | L20/431 | Yes |  | No | Laminate | Painted Finish |  | Kick/Edge | Hold Open |  | 12* | 3
Level 3 | MAT3C05.D1 | IDT 3b | Double Door Single Swing | 2110 | 1910 | FD30S |  | 97 | L20/431 | Yes |  | No | Laminate | Painted Finish |  | Kick/Edge | Hold Open |  | 12* | 3
Level 3 | MAT3C06.D1 | IDT 3b | Double Door Double Swing | 2110 | 1910 |  |  | 97 | L20/431 | Yes |  | No | Laminate | Painted Finish |  | Kick/Edge | Delayed Close |  | 22b* | 6
Level 3 | MAT3C07.D1 | IDT 3b | Double Door Single Swing | 2110 | 1910 | FD30S |  | 97 | L20/431 | Yes |  | No | Laminate | Painted Finish |  | Kick/Edge | Hold Open |  | 12* | 3
Level 3 | MAT3C07.D2 | IDT 3b | Double Door Double Swing | 2110 | 1910 | FD30S |  | 97 | L20/431 | Yes |  | No | Laminate | Painted Finish |  | Kick/Edge | Hold Open |  | 12e* | 3
Level 3 | MAT3C08.D1 | IDT 3b | Double Door Single Swing | 2110 | 1910 | FD30S |  | 97 | L20/431 | Yes |  | No | Laminate | Painted Finish |  | Kick/Edge | Hold Open |  | 12* | 3
Level 3 | MAT3C09.D1 | IDT 3b | Double Door Single Swing | 2110 | 1910 | FD30S |  | 97 | L20/431 | Yes |  | No | Laminate | Painted Finish |  | Kick/Edge | Hold Open |  | 12* | 3
Level 3 | MAT3C09.D2 | IDT 3b | Double Door Single Swing | 2110 | 1910 | FD30S |  | 97 | L20/431 | Yes |  | No | Laminate | Painted Finish |  | Kick/Edge | Hold Open |  | 12* | 3
Level 3 | MAT3C10.D1 | IDT 3b | Double Door Single Swing | 2110 | 1910 | FD30S |  | 97 | L20/431 | Yes |  | No | Laminate | Painted Finish |  | Kick/Edge | Hold Open |  | 12* | 3
Level 3 | MAT3C11.D2 | IDT 3b | Double Door Double Swing | 2110 | 1910 | FD30S |  | 97 | L20/431 | Yes |  | No | Laminate | Painted Finish |  | Kick/Edge | Hold Open |  | 12e* | 3
Level 3 | MAT3C13.D1 | IDT 3b | Double Door Single Swing | 2110 | 1910 | FD30S |  | 97 | L20/431 | Yes | Yes | No | Laminate | PVC Wrapped |  | Half Height/Edge | Delayed Close |  | 11m | 3
Level 3 | MAT3C14.D1 | IDT 3b | Double Door Single Swing | 2110 | 1910 | FD30S |  | 97 | L20/431 | Yes |  | No | Laminate | Painted Finish |  | Kick |  |  | 21cDA | 3 | Reduced jamb architraves to one side
Level 3 | MAT3C15.D1 | IDT 3b | Double Door Single Swing | 2110 | 1910 | FD30S |  | 97 | L20/435 | Yes |  | No | PVC Wrapped | PVC Wrapped |  |  | Delayed Close |  | 21dDA | 3
Level 3 | MAT3C17.D1 | IDT 3b | Double Door Single Swing | 2110 | 1910 | FD30S |  | 97 | L20/435 | Yes |  | No | PVC Wrapped | PVC Wrapped |  |  | Delayed Close |  | 21dDA | 3
Level 3 | MAT3C17.D2 | IDT 3b | Double Door Single Swing | 2110 | 1910 | FD30S |  | 97 | L20/431 | Yes | Yes | No | Laminate | Painted Finish |  | Kick/Edge | Delayed Close |  | 11DA | 3
Level 3 | MAT3001.D1 | IDT 2a | Double Unequal Door Single Swing | 2110 | 1480 |  | 30dB | 97 | L20/431 | Yes |  | No | Laminate | Painted Finish | IBT 08 | Kick |  |  | 1 | 3
Level 3 | MAT3001A.D1 | IDT 2d | Double Unequal Door Single Swing | 2110 | 1710 |  |  | 100 | L20/431 | No |  | No | Laminate | Painted Finish |  | Kick |  |  | 1 | 25
Level 3 | MAT3002.D1 | IDT 2a | Double Unequal Door Single Swing | 2110 | 1480 |  | 30dB | 97 | L20/431 | Yes |  | No | Laminate | Painted Finish | IBT 08 | Kick |  |  | 1 | 3
Level 3 | MAT3002A.D1 | IDT 2d | Double Unequal Door Single Swing | 2110 | 1710 |  |  | 100 | L20/431 | No |  | No | Laminate | Painted Finish |  | Kick |  |  | 1 | 25
Level 3 | MAT3003.D1 | IDT 2a | Double Unequal Door Single Swing | 2110 | 1480 |  | 30dB | 97 | L20/431 | Yes |  | No | Laminate | Painted Finish | IBT 08 | Kick |  |  | 1 | 3
Level 3 | MAT3003A.D1 | IDT 2d | Double Unequal Door Single Swing | 2110 | 1710 |  |  | 100 | L20/431 | No |  | No | Laminate | Painted Finish |  | Kick |  |  | 1 | 25
Level 3 | MAT3004.D1 | IDT 2a | Double Unequal Door Single Swing | 2110 | 1710 |  | 30dB | 97 | L20/431 | Yes |  | No | Laminate | Painted Finish | IBT 08 | Kick |  |  | 1 | 3
Level 3 | MAT3004A.D1 | IDT 2d | Double Unequal Door Single Swing | 2110 | 1710 |  |  | 97 | L20/431 | No |  | No | Laminate | Painted Finish |  | Kick |  |  | 1 | 25
Level 3 | MAT3005.D1 | IDT 2a | Double Unequal Door Single Swing | 2110 | 1480 |  | 30dB | 97 | L20/431 | Yes |  | No | Laminate | Painted Finish | IBT 08 | Kick |  |  | 1 | 3
Level 3 | MAT3005A.D1 | IDT 2d | Double Unequal Door Single Swing | 2110 | 1710 |  |  | 100 | L20/431 | No |  | No | Laminate | Painted Finish |  | Kick |  |  | 1 | 25
Level 3 | MAT3006.D1 | IDT 2a | Double Unequal Door Single Swing | 2110 | 1480 |  | 30dB | 97 | L20/431 | Yes |  | No | Laminate | Painted Finish | IBT 08 | Kick |  |  | 1 | 3
Level 3 | MAT3006A.D1 | IDT 2d | Double Unequal Door Single Swing | 2110 | 1710 |  |  | 100 | L20/431 | No |  | No | Laminate | Painted Finish |  | Kick |  |  | 1 | 25
Level 3 | MAT3007.D1 | IDT 2a | Double Unequal Door Single Swing | 2110 | 1480 |  | 30dB | 97 | L20/431 | Yes |  | No | Laminate | Painted Finish | IBT 08 | Kick |  |  | 1 | 3
Level 3 | MAT3007A.D1 | IDT 2d | Double Unequal Door Single Swing | 2110 | 1710 |  |  | 100 | L20/431 | No |  | No | Laminate | Painted Finish |  | Kick |  |  | 1 | 25
Level 3 | MAT3008.D1 | IDT 2a | Double Unequal Door Single Swing | 2110 | 1480 |  | 30dB | 97 | L20/431 | Yes |  | No | Laminate | Painted Finish | IBT 08 | Kick |  |  | 1 | 3
Level 3 | MAT3008A.D1 | IDT 2d | Double Unequal Door Single Swing | 2110 | 1710 |  |  | 100 | L20/431 | No |  | No | Laminate | Painted Finish |  | Kick |  |  | 1 | 25
Level 3 | MAT3009.D1 | IDT 2a | Double Unequal Door Single Swing | 2110 | 1710 |  | 30dB | 97 | L20/431 | Yes |  | No | Laminate | Painted Finish | IBT 08 | Kick |  |  | 1 | 3
Level 3 | MAT3009A.D1 | IDT 2d | Double Unequal Door Single Swing | 2110 | 1610 |  |  | 97 | L20/431 | No |  | No | Laminate | Painted Finish |  | Kick |  |  | 1 | 25
Level 3 | MAT3010.D1 | IDT 2a | Double Unequal Door Single Swing | 2110 | 1480 |  | 30dB | 97 | L20/431 | Yes |  | No | Laminate | Painted Finish | IBT 08 | Kick |  |  | 1 | 3
Level 3 | MAT3010A.D1 | IDT 2d | Double Unequal Door Single Swing | 2110 | 1710 |  |  | 100 | L20/431 | No |  | No | Laminate | Painted Finish |  | Kick |  |  | 1 | 25
Level 3 | MAT3011.D1 | IDT 2a | Double Unequal Door Single Swing | 2110 | 1480 |  | 30dB | 97 | L20/431 | Yes |  | No | Laminate | Painted Finish | IBT 08 | Kick |  |  | 1 | 3
Level 3 | MAT3011A.D1 | IDT 2d | Double Unequal Door Single Swing | 2110 | 1710 |  |  | 100 | L20/431 | No |  | No | Laminate | Painted Finish |  | Kick |  |  | 1 | 25
Level 3 | MAT3012.D1 | IDT 2a | Double Unequal Door Single Swing | 2110 | 1480 |  | 30dB | 97 | L20/431 | Yes |  | No | Laminate | Painted Finish | IBT 08 | Kick |  |  | 1 | 3
Level 3 | MAT3012A.D1 | IDT 2d | Double Unequal Door Single Swing | 2110 | 1710 |  |  | 100 | L20/431 | No |  | No | Laminate | Painted Finish |  | Kick |  |  | 1 | 25
Level 3 | MAT3013.D1 | IDT 2a | Double Unequal Door Single Swing | 2110 | 1480 |  | 30dB | 97 | L20/431 | Yes |  | No | Laminate | Painted Finish | IBT 08 | Kick |  |  | 1 | 3
Level 3 | MAT3013A.D1 | IDT 2d | Double Unequal Door Single Swing | 2110 | 1710 |  |  | 100 | L20/431 | No |  | No | Laminate | Painted Finish |  | Kick |  |  | 1 | 25
Level 3 | MAT3014.D1 | IDT 2a | Double Unequal Door Single Swing | 2110 | 1480 |  | 30dB | 97 | L20/431 | Yes |  | No | Laminate | Painted Finish | IBT 08 | Kick |  |  | 1 | 3
Level 3 | MAT3014A.D1 | IDT 2d | Double Unequal Door Single Swing | 2110 | 1710 |  |  | 100 | L20/431 | No |  | No | Laminate | Painted Finish |  | Kick |  |  | 1 | 25
Level 3 | MAT3015.D1 | IDT 2a | Double Unequal Door Single Swing | 2110 | 1480 |  | 30dB | 97 | L20/431 | Yes |  | No | Laminate | Painted Finish | IBT 08 | Kick |  |  | 1 | 3
Level 3 | MAT3015A.D1 | IDT 2d | Double Unequal Door Single Swing | 2110 | 1710 |  |  | 100 | L20/431 | No |  | No | Laminate | Painted Finish |  | Kick |  |  | 1 | 25
Level 3 | MAT3016.D1 | IDT 2a | Double Unequal Door Single Swing | 2110 | 1480 |  | 30dB | 97 | L20/431 | Yes |  | No | Laminate | Painted Finish | IBT 08 | Kick |  |  | 1 | 3
Level 3 | MAT3016A.D1 | IDT 2d | Double Unequal Door Single Swing | 2110 | 1710 |  |  | 100 | L20/431 | No |  | No | Laminate | Painted Finish |  | Kick |  |  | 1 | 25
Level 3 | MAT3017.D1 | IDT 2a | Double Unequal Door Single Swing | 2110 | 1480 |  | 30dB | 97 | L20/431 | Yes |  | No | Laminate | Painted Finish | IBT 08 | Kick |  |  | 1 | 3
Level 3 | MAT3017A.D1 | IDT 2d | Double Unequal Door Single Swing | 2110 | 1710 |  |  | 100 | L20/431 | No |  | No | Laminate | Painted Finish |  | Kick |  |  | 1 | 25
Level 3 | MAT3018.D1 | IDT 2a | Double Unequal Door Single Swing | 2110 | 1480 |  | 30dB | 97 | L20/431 | Yes |  | No | Laminate | Painted Finish | IBT 08 | Kick |  |  | 1 | 3
Level 3 | MAT3018A.D1 | IDT 2d | Double Unequal Door Single Swing | 2110 | 1710 |  |  | 100 | L20/431 | No |  | No | Laminate | Painted Finish |  | Kick |  |  | 1 | 25
Level 3 | MAT3019.D1 | IDT 2a | Double Unequal Door Single Swing | 2110 | 1480 |  | 30dB | 97 | L20/431 | Yes |  | No | Laminate | Painted Finish | IBT 08 | Kick |  |  | 1 | 3
Level 3 | MAT3019A.D1 | IDT 2d | Double Unequal Door Single Swing | 2110 | 1710 |  |  | 100 | L20/431 | No |  | No | Laminate | Painted Finish |  | Kick |  |  | 1 | 25
Level 3 | MAT3020.D1 | IDT 2a | Double Unequal Door Single Swing | 2110 | 1480 |  | 30dB | 97 | L20/431 | Yes |  | No | Laminate | Painted Finish | IBT 08 | Kick |  |  | 1 | 3
Level 3 | MAT3020A.D1 | IDT 2d | Double Unequal Door Single Swing | 2110 | 1710 |  |  | 100 | L20/431 | No |  | No | Laminate | Painted Finish |  | Kick |  |  | 1 | 25
Level 3 | MAT3021.D1 | IDT 2a | Double Unequal Door Single Swing | 2110 | 1480 |  | 30dB | 97 | L20/431 | Yes |  | No | Laminate | Painted Finish | IBT 08 | Kick |  |  | 1 | 3
Level 3 | MAT3021A.D1 | IDT 2d | Double Unequal Door Single Swing | 2110 | 1710 |  |  | 100 | L20/431 | No |  | No | Laminate | Painted Finish |  | Kick |  |  | 1 | 25
Level 3 | MAT3022.D1 | IDT 2a | Double Unequal Door Single Swing | 2110 | 1480 |  | 30dB | 97 | L20/431 | Yes |  | No | Laminate | Painted Finish | IBT 08 | Kick |  |  | 1 | 3
Level 3 | MAT3022A.D1 | IDT 2d | Double Unequal Door Single Swing | 2110 | 1710 |  |  | 100 | L20/431 | No |  | No | Laminate | Painted Finish |  | Kick |  |  | 1 | 25
Level 3 | MAT3023.D1 | IDT 2a | Double Unequal Door Single Swing | 2110 | 1480 |  | 30dB | 97 | L20/431 | Yes |  | No | Laminate | Painted Finish | IBT 08 | Kick |  |  | 1 | 3
Level 3 | MAT3023A.D1 | IDT 2d | Double Unequal Door Single Swing | 2110 | 1710 |  |  | 100 | L20/431 | No |  | No | Laminate | Painted Finish |  | Kick |  |  | 1 | 25
Level 3 | MAT3024.D1 | IDT 2a | Double Unequal Door Single Swing | 2110 | 1480 |  | 30dB | 97 | L20/431 | Yes |  | No | Laminate | Painted Finish | IBT 08 | Kick |  |  | 1 | 3
Level 3 | MAT3024A.D1 | IDT 2d | Double Unequal Door Single Swing | 2110 | 1710 |  |  | 100 | L20/431 | No |  | No | Laminate | Painted Finish |  | Kick |  |  | 1 | 25
Level 3 | MAT3025.D1 | IDT 2a | Double Unequal Door Single Swing | 2110 | 1480 |  | 30dB | 97 | L20/431 | Yes |  | No | Laminate | Painted Finish | IBT 08 | Kick |  |  | 1 | 3
Level 3 | MAT3025A.D1 | IDT 2d | Double Unequal Door Single Swing | 2110 | 1710 |  |  | 97 | L20/431 | No |  | No | Laminate | Painted Finish |  | Kick |  |  | 1 | 25
Level 3 | MAT3026.D1 | IDT 2a | Double Unequal Door Single Swing | 2110 | 1480 |  | 30dB | 97 | L20/431 | Yes |  | No | Laminate | Painted Finish | IBT 08 | Kick |  |  | 1 | 3
Level 3 | MAT3026A.D1 | IDT 2d | Double Unequal Door Single Swing | 2110 | 1710 |  |  | 100 | L20/431 | No |  | No | Laminate | Painted Finish |  | Kick |  |  | 1 | 25
Level 3 | MAT3027.D1 | IDT 2a | Double Unequal Door Single Swing | 2110 | 1480 |  | 30dB | 97 | L20/431 | Yes |  | No | Laminate | Painted Finish | IBT 08 | Kick |  |  | 1 | 3
Level 3 | MAT3027A.D1 | IDT 2d | Double Unequal Door Single Swing | 2110 | 1710 |  |  | 100 | L20/431 | No |  | No | Laminate | Painted Finish |  | Kick |  |  | 1 | 25
Level 3 | MAT3028.D1 | IDT 2a | Double Unequal Door Single Swing | 2110 | 1480 |  | 30dB | 97 | L20/431 | Yes |  | No | Laminate | Painted Finish | IBT 08 | Kick |  |  | 1 | 3
Level 3 | MAT3028A.D1 | IDT 2d | Double Unequal Door Single Swing | 2110 | 1710 |  |  | 100 | L20/431 | No |  | No | Laminate | Painted Finish |  | Kick |  |  | 1 | 25
Level 3 | MAT3029.D1 | IDT 2a | Double Unequal Door Single Swing | 2110 | 1480 |  | 30dB | 97 | L20/431 | Yes |  | No | Laminate | Painted Finish | IBT 08 | Kick |  |  | 1 | 3
Level 3 | MAT3029A.D1 | IDT 2d | Double Unequal Door Single Swing | 2110 | 1710 |  |  | 100 | L20/431 | No |  | No | Laminate | Painted Finish |  | Kick |  |  | 1 | 25
Level 3 | MAT3030.D1 | IDT 2a | Double Unequal Door Single Swing | 2110 | 1480 |  | 30dB | 97 | L20/431 | Yes |  | No | Laminate | Painted Finish | IBT 08 | Kick |  |  | 1 | 3
Level 3 | MAT3030A.D1 | IDT 2d | Double Unequal Door Single Swing | 2110 | 1710 |  |  | 100 | L20/431 | No |  | No | Laminate | Painted Finish |  | Kick |  |  | 1 | 25
Level 3 | MAT3031.D1 | IDT 2a | Double Unequal Door Single Swing | 2110 | 1480 |  | 30dB | 97 | L20/431 | Yes |  | No | Laminate | Painted Finish | IBT 08 | Kick |  |  | 1 | 3
Level 3 | MAT3031A.D1 | IDT 2d | Double Unequal Door Single Swing | 2110 | 1710 |  |  | 100 | L20/431 | No |  | No | Laminate | Painted Finish |  | Kick |  |  | 1 | 25
Level 3 | MAT3032.D1 | IDT 2a | Double Unequal Door Single Swing | 2110 | 1480 |  | 30dB | 97 | L20/431 | Yes |  | No | Laminate | Painted Finish | IBT 08 | Kick |  |  | 1 | 3
Level 3 | MAT3032A.D1 | IDT 2d | Double Unequal Door Single Swing | 2110 | 1710 |  |  | 97 | L20/431 | No |  | No | Laminate | Painted Finish |  | Kick |  |  | 1 | 25
Level 3 | MAT3034.D1 | IDT 1d | Single Door Single Swing | 2110 | 1060 |  |  | 97 | L20/431 | No |  | No | Laminate | Painted Finish |  | Kick |  |  | 06b | 6
Level 3 | MAT3035.D1 | IDT 1d | Single Door Single Swing | 2110 | 1060 | FD30S |  | 97 | L20/431 | No | Yes | No | Laminate | Painted Finish |  | Kick |  |  | 4 | 3
Level 3 | MAT3037.D1 | IDT 1d | Single Door Single Swing | 2110 | 1060 |  |  | 97 | L20/431 | No |  | No | Laminate | Painted Finish |  | Kick |  |  | 06b | 6
Level 3 | MAT3039.D1 | IDT 1d | Single Door Single Swing | 2110 | 1060 |  |  | 97 | L20/431 | No |  | No | Laminate | Painted Finish |  | Kick |  |  | 06b | 6
Level 3 | MAT3040.D1 | IDT 1c | Single Door Single Swing | 2110 | 1060 |  |  | 97 | L20/431 | Yes | Yes | No | Laminate | Painted Finish |  | Kick |  |  | 04b | 6
Level 3 | MAT3041.D1 | IDT 1d | Single Door Single Swing | 2110 | 1060 |  |  | 97 | L20/431 | No |  | No | Laminate | Painted Finish |  | Kick |  |  | 06b | 6
Level 3 | MAT3042.D1 | IDT 1d | Single Door Single Swing | 2110 | 1060 |  |  | 97 | L20/431 | No |  | No | Laminate | Painted Finish |  | Kick |  |  | 06b | 6
Level 3 | MAT3045.D1 | IDT 1d | Single Door Single Swing | 2110 | 1060 |  |  | 97 | L20/431 | No |  | No | Laminate | Painted Finish |  | Kick |  |  | 06b | 6
Level 3 | MAT3047.D1 | IDT 1c | Single Door Single Swing | 2110 | 1060 |  | 30dB | 97 | L20/431 | Yes |  | No | Laminate | Painted Finish |  | Kick |  |  | 06b | 3
Level 3 | MAT3048.D1 | IDT 1c | Single Door Single Swing | 2110 | 1060 |  | 30dB | 97 | L20/431 | Yes |  | No | Laminate | Painted Finish |  | Kick |  |  | 06b | 3
Level 3 | MAT3049.D1 | IDT 1d | Single Door Single Swing | 2110 | 1060 |  |  | 97 | L20/431 | No |  | No | Laminate | Painted Finish |  | Kick |  |  | 06b | 6
Level 3 | MAT3050.D1 | IDT 2d | Double Unequal Door Single Swing | 2110 | 1510 |  |  | 97 | L20/431 | No |  | No | Laminate | Painted Finish |  | Kick |  |  | 17b | 6
Level 3 | MAT3053.D1 | IDT 1d | Single Door Single Swing | 2110 | 810 |  |  | 97 | L20/431 | No |  | No | Laminate | Painted Finish |  | Kick |  |  | 3 | 6
Level 3 | MAT3054.D1 | IDT 1d | Single Door Single Swing | 2110 | 810 |  |  | 97 | L20/431 | No |  | No | Laminate | Painted Finish |  | Kick |  |  | 3 | 6
Level 3 | MAT3057.D1 | IDT 1d | Single Door Single Swing | 2110 | 810 |  |  | 97 | L20/431 | No |  | No | Laminate | Painted Finish |  | Kick |  |  | 03b | 6
Level 3 | MAT3058.D1 | IDT 1d | Single Door Single Swing | 2110 | 1060 |  |  | 97 | L20/431 | No |  | No | Laminate | Painted Finish |  | Kick | Delayed Close |  | 03DA | 6
Level 3 | MAT3100.D1 | IDT 1b | Single Door Single Swing | 2110 | 1060 | FD30S |  | 97 | L20/431 | Yes | Yes | No | Laminate | Painted Finish |  | Kick |  |  | 33a | 3
Level 3 | MAT3100.D2 | IDT 1b | Single Door Single Swing | 2110 | 1060 | FD30S |  | 97 | L20/431 | Yes | Yes | No | Laminate | Painted Finish |  | Kick |  |  | 33a | 3
Level 3 | MAT3101.D1 | IDT 2d | Double Unequal Door Single Swing | 2110 | 1510 |  | 30dB | 97 | L20/431 | No |  | No | Laminate | Painted Finish |  | Kick |  |  | 1 | 3
Level 3 | MAT3101.D2 | IDT 1d | Single Door Single Swing | 2110 | 1060 |  | 30dB | 97 | L20/431 | No |  | No | Laminate | Painted Finish |  | Kick |  |  | 06b | 3
Level 3 | MAT3101A.D1 | IDT 2d | Double Unequal Door Single Swing | 2110 | 1510 |  |  | 97 | L20/431 | No |  | No | Laminate | Painted Finish |  | Kick |  |  | 1 | 25
Level 3 | MAT3102.D1 | IDT 2d | Double Unequal Door Single Swing | 2110 | 1510 |  | 30dB | 97 | L20/431 | No |  | No | Laminate | Painted Finish |  | Kick |  |  | 1 | 3
Level 3 | MAT3102A.D1 | IDT 2d | Double Unequal Door Single Swing | 2110 | 1510 |  |  | 97 | L20/431 | No |  | No | Laminate | Painted Finish |  | Kick |  |  | 1 | 25
Level 3 | MAT3103.D1 | IDT 2d | Double Unequal Door Single Swing | 2110 | 1510 |  | 30dB | 97 | L20/431 | No |  | No | Laminate | Painted Finish |  | Kick |  |  | 1 | 3
Level 3 | MAT3103A.D1 | IDT 2d | Double Unequal Door Single Swing | 2110 | 1510 |  |  | 97 | L20/431 | No |  | No | Laminate | Painted Finish |  | Kick |  |  | 1 | 25
Level 3 | MAT3104.D1 | IDT 2d | Double Unequal Door Single Swing | 2110 | 1510 |  | 30dB | 97 | L20/431 | No |  | No | Laminate | Painted Finish |  | Kick |  |  | 1 | 3
Level 3 | MAT3104A.D1 | IDT 2d | Double Unequal Door Single Swing | 2110 | 1510 |  |  | 97 | L20/431 | No |  | No | Laminate | Painted Finish |  | Kick |  |  | 1 | 25
Level 3 | MAT3105.D1 | IDT 2d | Double Unequal Door Single Swing | 2110 | 1510 |  | 30dB | 97 | L20/431 | No |  | No | Laminate | Painted Finish |  | Kick |  |  | 1 | 3
Level 3 | MAT3105A.D1 | IDT 2d | Double Unequal Door Single Swing | 2110 | 1510 |  |  | 97 | L20/431 | No |  | No | Laminate | Painted Finish |  | Kick |  |  | 1 | 25
Level 3 | MAT3106.D1 | IDT 2d | Double Unequal Door Single Swing | 2110 | 1510 |  | 30dB | 97 | L20/431 | No |  | No | Laminate | Painted Finish |  | Kick |  |  | 1 | 3
Level 3 | MAT3106A.D1 | IDT 2d | Double Unequal Door Single Swing | 2110 | 1510 |  |  | 97 | L20/431 | No |  | No | Laminate | Painted Finish |  | Kick |  |  | 1 | 25
Level 3 | MAT3107.D1 | IDT 2d | Double Unequal Door Single Swing | 2110 | 1510 |  | 30dB | 97 | L20/431 | No |  | No | Laminate | Painted Finish |  | Kick |  |  | 1 | 3
Level 3 | MAT3107A.D1 | IDT 2d | Double Unequal Door Single Swing | 2110 | 1510 |  |  | 97 | L20/431 | No |  | No | Laminate | Painted Finish |  | Kick |  |  | 1 | 25
Level 3 | MAT3108.D1 | IDT 2d | Double Unequal Door Single Swing | 2110 | 1510 |  | 30dB | 97 | L20/431 | No |  | No | Laminate | Painted Finish |  | Kick |  |  | 1 | 3
Level 3 | MAT3108A.D1 | IDT 2d | Double Unequal Door Single Swing | 2110 | 1510 |  |  | 97 | L20/431 | No |  | No | Laminate | Painted Finish |  | Kick |  |  | 1 | 25
Level 3 | MAT3109.D1 | IDT 2d | Double Unequal Door Single Swing | 2110 | 1510 |  | 30dB | 97 | L20/431 | No |  | No | Laminate | Painted Finish |  | Kick |  |  | 1 | 3
Level 3 | MAT3109A.D1 | IDT 2d | Double Unequal Door Single Swing | 2110 | 1510 |  |  | 97 | L20/431 | No |  | No | Laminate | Painted Finish |  | Kick |  |  | 1 | 25
Level 3 | MAT3110.D1 | IDT 2d | Double Unequal Door Single Swing | 2110 | 1510 |  | 30dB | 97 | L20/431 | No |  | No | Laminate | Painted Finish |  | Kick |  |  | 1 | 3
Level 3 | MAT3110A.D1 | IDT 2d | Double Unequal Door Single Swing | 2110 | 1510 |  |  | 97 | L20/431 | No |  | No | Laminate | Painted Finish |  | Kick |  |  | 1 | 25
Level 3 | MAT3111.D1 | IDT 2d | Double Unequal Door Single Swing | 2110 | 1510 |  | 30dB | 97 | L20/431 | No |  | No | Laminate | Painted Finish |  | Kick |  |  | 1 | 3
Level 3 | MAT3111A.D1 | IDT 2d | Double Unequal Door Single Swing | 2110 | 1710 |  |  | 100 | L20/431 | No |  | No | Laminate | Painted Finish |  | Kick |  |  | 1 | 25
Level 3 | MAT3112.D1 | IDT 2d | Double Unequal Door Single Swing | 2110 | 1510 |  | 30dB | 97 | L20/431 | No |  | No | Laminate | Painted Finish |  | Kick |  |  | 1 | 3
Level 3 | MAT3112A.D1 | IDT 2d | Double Unequal Door Single Swing | 2110 | 1510 |  |  | 97 | L20/431 | No |  | No | Laminate | Painted Finish |  | Kick |  |  | 1 | 25
Level 3 | MAT3113.D1 | IDT 2d | Double Unequal Door Single Swing | 2110 | 1510 |  | 30dB | 97 | L20/431 | No |  | No | Laminate | Painted Finish |  | Kick |  |  | 1 | 3
Level 3 | MAT3113A.D1 | IDT 2d | Double Unequal Door Single Swing | 2110 | 1510 |  |  | 97 | L20/431 | No |  | No | Laminate | Painted Finish |  | Kick |  |  | 1 | 25
Level 3 | MAT3114.D1 | IDT 2d | Double Unequal Door Single Swing | 2110 | 1510 |  | 30dB | 97 | L20/431 | No |  | No | Laminate | Painted Finish |  | Kick |  |  | 1 | 3
Level 3 | MAT3114A.D1 | IDT 2d | Double Unequal Door Single Swing | 2110 | 1510 |  |  | 97 | L20/431 | No |  | No | Laminate | Painted Finish |  | Kick |  |  | 1 | 25
Level 3 | MAT3115.D1 | IDT 2d | Double Unequal Door Single Swing | 2110 | 1510 |  | 30dB | 97 | L20/431 | No |  | No | Laminate | Painted Finish |  | Kick |  |  | 1 | 3
Level 3 | MAT3115A.D1 | IDT 2d | Double Unequal Door Single Swing | 2110 | 1510 |  |  | 97 | L20/431 | No |  | No | Laminate | Painted Finish |  | Kick |  |  | 1 | 25
Level 3 | MAT3116.D1 | IDT 2d | Double Unequal Door Single Swing | 2110 | 1510 |  | 30dB | 97 | L20/431 | No |  | No | Laminate | Painted Finish |  | Kick |  |  | 1 | 3
Level 3 | MAT3116A.D1 | IDT 2d | Double Unequal Door Single Swing | 2110 | 1510 |  |  | 97 | L20/431 | No |  | No | Laminate | Painted Finish |  | Kick |  |  | 1 | 25
Level 3 | MAT3117.D1 | IDT 2d | Double Unequal Door Single Swing | 2110 | 1510 |  | 30dB | 97 | L20/431 | No |  | No | Laminate | Painted Finish |  | Kick |  |  | 1 | 3
Level 3 | MAT3117A.D1 | IDT 2d | Double Unequal Door Single Swing | 2110 | 1510 |  |  | 97 | L20/431 | No |  | No | Laminate | Painted Finish |  | Kick |  |  | 1 | 25
Level 3 | MAT3118.D1 | [7 empty] | L11/579 | [11 empty] | Part of Glazed Screen MAT3118.S1
Level 3 | MAT3118A.D1 | IDT 2d | Double Unequal Door Single Swing | 2110 | 1510 |  |  | 97 | L20/431 | No |  | No | Laminate | Painted Finish |  | Kick |  |  | 1 | 25
Level 3 | MAT3119.D1 | [7 empty] | L11/579 | [11 empty] | Part of Glazed Screen MAT3119.S1
Level 3 | MAT3119A.D1 | IDT 2d | Double Unequal Door Single Swing | 2110 | 1510 |  |  | 97 | L20/431 | No |  | No | Laminate | Painted Finish |  | Kick |  |  | 1 | 25
Level 3 | MAT3120.D1 | [7 empty] | L11/579 | [11 empty] | Part of Glazed Screen MAT3120.S1
Level 3 | MAT3120A.D1 | IDT 2d | Double Unequal Door Single Swing | 2110 | 1510 |  |  | 97 | L20/431 | No |  | No | Laminate | Painted Finish |  | Kick |  |  | 1 | 25
Level 3 | MAT3121.D1 | [7 empty] | L11/579 | [11 empty] | Part of Glazed Screen MAT3121.S1
Level 3 | MAT3121A.D1 | IDT 2d | Double Unequal Door Single Swing | 2110 | 1510 |  |  | 97 | L20/431 | No |  | No | Laminate | Painted Finish |  | Kick |  |  | 1 | 25
Level 3 | MAT3122.D1 | [7 empty] | L11/579 | [11 empty] | Part of Glazed Screen MAT3122.S1
Level 3 | MAT3122A.D1 | IDT 2d | Double Unequal Door Single Swing | 2110 | 1510 |  |  | 97 | L20/431 | No |  | No | Laminate | Painted Finish |  | Kick |  |  | 1 | 25
Level 3 | MAT3123.D1 | IDT 1d | Single Door Single Swing | 2110 | 1060 | FD30S |  | 97 | L20/431 | No | Yes | No | Laminate | Painted Finish |  | Kick |  |  | 4 | 3
Level 3 | MAT3124.D1 | IDT 1d | Single Door Single Swing | 2110 | 1060 |  |  | 97 | L20/431 | No |  | No | Laminate | Painted Finish |  | Kick |  |  | 06b | 6
Level 3 | MAT3125.D1 | IDT 1b | Single Door Single Swing | 2110 | 1060 |  |  | 97 | L20/431 | Yes | Yes | No | Laminate | Painted Finish |  | Kick |  |  | 04b | 6
Level 3 | MAT3127.D1 | IDT 1d | Single Door Single Swing | 2110 | 1060 |  |  | 97 | L20/431 | No |  | No | Laminate | Painted Finish |  | Kick |  |  | 06b | 6
Level 3 | MAT3130.D1 | IDT 1d | Single Door Single Swing | 2110 | 1060 |  |  | 97 | L20/431 | No |  | No | Laminate | Painted Finish |  | Kick |  |  | 06b | 6
Level 3 | MAT3131.D1 | IDT 1d | Single Door Single Swing | 2110 | 1060 |  |  | 97 | L20/431 | No |  | No | Laminate | Painted Finish |  | Kick |  |  | 06b | 6
Level 3 | MAT3132.D1 | IDT 1d | Single Door Single Swing | 2110 | 1060 | FD30S |  | 97 | L20/431 | No |  | No | Laminate | Painted Finish |  | Kick |  |  | 6 | 3
Level 3 | MAT3134.D1 | IDT 2d | Double Unequal Door Single Swing | 2110 | 1510 |  |  | 97 | L20/431 | No |  | No | Laminate | Painted Finish |  | Kick |  |  | 17b | 6
Level 3 | MAT3135.D1 | IDT 2d | Double Unequal Door Single Swing | 2110 | 1510 |  |  | 97 | L20/431 | No |  | No | Laminate | Painted Finish |  | Kick |  |  | 17b | 6
Level 3 | MAT3136.D1 | IDT 1d | Single Door Single Swing | 2110 | 1060 |  |  | 97 | L20/431 | No |  | No | Laminate | Painted Finish |  | Kick |  |  | 06b | 6
Level 3 | MAT3138.D1 | IDT 1c | Single Door Single Swing | 2110 | 1060 |  | 35dB | 97 | L20/431 | Yes |  | No | Laminate | Painted Finish |  | Kick |  |  | 06b | 3
Level 3 | MAT3139.D1 | IDT 1d | Single Door Single Swing | 2110 | 810 |  |  | 97 | L20/431 | No |  | No | Laminate | Painted Finish |  | Kick |  |  | 03b | 6
Level 3 | MAT3140.D1 | IDT 1c | Single Door Single Swing | 2110 | 1060 |  |  | 97 | L20/431 | Yes |  | No | Laminate | Painted Finish |  | Kick |  |  | 06b | 6
Level 3 | MAT3141.D1 | IDT 2d | Double Unequal Door Single Swing | 2110 | 1510 | FD30S |  | 97 | L20/431 | No | Yes | No | Laminate | PVC Wrapped |  | Half Height/Edge | Delayed Close |  | 08h | 3
Level 3 | MAT3200.D1 | IDT 1d | Single Door Single Swing | 2110 | 1060 |  |  | 122 | L20/431 | No |  | No | Laminate | Painted Finish |  | Kick |  |  | 03b | 6
Level 3 | MAT3201.D1 | IDT 2d | Double Unequal Door Single Swing | 2110 | 1510 | FD30S |  | 97 | L20/435 | No |  | No | PVC Wrapped | PVC Wrapped |  |  | Delayed Close |  | 17c | 3
Level 3 | MAT3202.D1 | IDT 1d | Single Door Single Swing | 2110 | 1060 | FD30S |  | 97 | L20/435 | No |  | No | PVC Wrapped | PVC Wrapped |  |  |  |  | 06a | 3
Level 3 | MAT3203.D1 | IDT 1d | Single Door Single Swing | 2110 | 1060 | FD30S |  | 97 | L20/435 | No |  | No | PVC Wrapped | PVC Wrapped |  |  |  |  | 06a | 3
Level 3 | MAT3204.D1 | IDT 1d | Single Door Single Swing | 2110 | 810 |  |  | 97 | L20/431 | No |  | No | Laminate | Painted Finish |  | Kick |  |  | 03b | 6
Level 3 | MAT3205.D1 | IDT 1d | Single Door Single Swing | 2110 | 810 |  |  | 97 | L20/431 | No |  | No | Laminate | Painted Finish |  | Kick |  |  | 03b | 6
Level 3 | MAT3206.D1 | IDT 1d | Single Door Single Swing | 2110 | 1060 |  |  | 122 | L20/431 | No |  | No | Laminate | Painted Finish |  | Kick |  |  | 05a | 6
Level 3 | MAT3207.D1 | IDT 1d | Single Door Single Swing | 2110 | 810 |  |  | 122 | L20/431 | No |  | No | Laminate | Painted Finish |  | Kick |  |  | 05a | 6
Level 3 | MAT3208.D1 | IDT 1d | Single Door Single Swing | 2110 | 810 |  |  | 122 | L20/431 | No |  | No | Laminate | Painted Finish |  | Kick |  |  | 03b | 6
Level 3 | MAT3209.D1 | IDT 1d | Single Door Single Swing | 2110 | 810 |  |  | 97 | L20/431 | No |  | No | Laminate | Painted Finish |  | Kick |  |  | 03b | 6
Level 3 | MAT3210.D1 | IDT 1d | Single Door Single Swing | 2110 | 810 | FD30S |  | 122 | L20/435 | No |  | No | PVC Wrapped | PVC Wrapped |  |  |  |  | 03c | 3
Level 3 | MAT3214.D1 | IDT 1d | Single Door Single Swing | 2110 | 1060 |  |  | 97 | L20/435 | No |  | No | PVC Wrapped | PVC Wrapped |  |  | Delayed Close |  | 05cDA | 6
Level 3 | MAT3214.D2 | IDT 1c | Single Door Single Swing | 2110 | 1060 |  |  | 97 | L20/435 | Yes |  | No | PVC Wrapped | PVC Wrapped | IBT 02 |  | Delayed Close |  | 05cDA+ | 6 | Blind - Blackout
Level 3 | MAT3215.D1 | IDT 1d | Single Door Single Swing | 2110 | 1210 |  |  | 97 | L20/435 | No |  | No | PVC Wrapped | PVC Wrapped |  |  | Delayed Close |  | 05cDA | 6
Level 3 | MAT3215.D2 | IDT 1c | Single Door Single Swing | 2110 | 1210 |  |  | 97 | L20/435 | Yes |  | No | PVC Wrapped | PVC Wrapped | IBT 02 |  | Delayed Close |  | 05cDA | 6 | Blind - Blackout
Level 3 | MAT3216.D1 | IDT 3d | Double Door Double Swing | 2110 | 1910 |  | 30dB | 122 | L20/435 | No |  | No | PVC Wrapped | PVC Wrapped |  |  | Delayed Close |  | 20a | 3
Level 3 | MAT3217.D1 | IDT 1d | Single Door Single Swing | 2110 | 1060 |  |  | 97 | L20/435 | No |  | No | PVC Wrapped | PVC Wrapped |  |  | Delayed Close |  | 05cDA | 6
Level 3 | MAT3219.D1 | IDT 1d | Single Door Single Swing | 2110 | 1060 |  |  | 97 | L20/435 | No |  | No | PVC Wrapped | PVC Wrapped |  |  | Delayed Close |  | 05cDA | 6
Level 3 | MAT3219.D2 | IDT 1c | Single Door Single Swing | 2110 | 1060 |  |  | 97 | L20/435 | Yes |  | No | PVC Wrapped | PVC Wrapped | IBT 02 |  | Delayed Close |  | 05cDA | 6 | Blind - Blackout
Level 3 | MAT3219.D3 | IDT 1c | Single Door Single Swing | 2110 | 1060 |  |  | 97 | L20/435 | Yes |  | No | PVC Wrapped | PVC Wrapped | IBT 02 |  | Delayed Close |  | 05cDA | 6 | Blind - Blackout
Level 3 | MAT3221.D1 | IDT 1d | Single Door Single Swing | 2110 | 1060 |  |  | 97 | L20/435 | No |  | No | PVC Wrapped | PVC Wrapped |  |  | Delayed Close |  | 05cDA | 6
Level 3 | MAT3222.D1 | IDT 3d | Double Door Double Swing | 2110 | 1910 |  | 30dB | 122 | L20/435 | No |  | No | PVC Wrapped | PVC Wrapped |  |  | Delayed Close |  | 20a | 3
Level 3 | MAT3223.D1 | IDT 1d | Single Door Single Swing | 2110 | 1210 |  |  | 97 | L20/435 | No |  | No | PVC Wrapped | PVC Wrapped |  |  | Delayed Close |  | 05cDA | 6
Level 3 | MAT3223.D2 | IDT 1c | Single Door Single Swing | 2110 | 1210 |  |  | 97 | L20/435 | Yes |  | No | PVC Wrapped | PVC Wrapped | IBT 02 |  | Delayed Close |  | 05cDA | 6 | Blind - Blackout
Level 3 | MAT3224.D1 | IDT 1d | Single Door Single Swing | 2110 | 1060 |  |  | 97 | L20/435 | No |  | No | PVC Wrapped | PVC Wrapped |  |  | Delayed Close |  | 05cDA | 6
Level 3 | MAT3224.D2 | IDT 1c | Single Door Single Swing | 2110 | 1060 |  |  | 97 | L20/435 | Yes |  | No | PVC Wrapped | PVC Wrapped | IBT 02 |  | Delayed Close |  | 05cDA+ | 6 | Blind - Blackout
Level 3 | MAT3225.D1 | IDT 1d | Single Door Single Swing | 2110 | 810 |  |  | 97 | L20/431 | No |  | No | Laminate | Painted Finish |  | Kick |  |  | 03b | 6
Level 3 | MAT3226.D1 | IDT 1c | Single Door Single Swing | 2110 | 1060 |  |  | 122 | L20/431 | Yes |  | No | Laminate | Painted Finish |  | Kick |  |  | 06b | 6
Level 3 | MAT3301.D1 | IDT 1d | Single Door Single Swing | 2110 | 1060 |  |  | 97 | L20/431 | No |  | No | Laminate | Painted Finish |  | Kick |  |  | 06b | 6
Level 3 | MAT3306.D1 | IDT 1d | Single Door Single Swing | 2110 | 1060 |  |  | 97 | L20/431 | No |  | No | Laminate | Painted Finish |  | Kick |  |  | 06b | 6
Level 3 | MAT3307.D1 | IDT 1d | Single Door Emergency Release | 2110 | 1060 |  |  | 97 | L20/431 | No |  | No | Laminate | Painted Finish |  | Kick |  |  | 30a | 6
Level 3 | MAT3308.D1 | IDT 1d | Single Door Emergency Release | 2110 | 1060 |  |  | 97 | L20/431 | No |  | No | Laminate | Painted Finish |  | Kick |  |  | 30a | 6
Level 3 | MDE3C02.D1 | IDT 3b | Double Door Single Swing | 2110 | 1710 | FD60S |  | 97 | L20/431 | Yes |  | No | Laminate | Painted Finish |  | Kick/Edge | Hold Open |  | 12* | 3
Level 3 | MDE3C03.D1 | IDT 2b | Double Unequal Door Single Swing | 2110 | 1510 |  |  | 97 | L20/431 | Yes |  | No | Laminate | Painted Finish |  | Kick/Edge |  |  | 01* | 6
Level 3 | MDE3001.D1 | IDT 1d | Single Door Single Swing | 2110 | 1060 |  |  | 97 | L20/431 | No |  | No | Laminate | Painted Finish |  | Kick |  |  | 06b | 6
Level 3 | MDE3002.D1 | IDT 1d | Single Door Single Swing | 2110 | 1060 |  |  | 97 | L20/431 | No |  | No | Laminate | Painted Finish |  | Kick |  |  | 06b | 6
Level 3 | MDE3005.D1 | IDT 1d | Single Door Single Swing | 2110 | 1060 |  |  | 97 | L20/431 | No |  | No | Laminate | Painted Finish |  | Kick |  |  | 06b | 6
Level 3 | MDE3008.D1 | IDT 2e | Double Unequal Door Single Swing | 2110 | 1510 |  | 30dB | 97 | L20/431 | Yes | Yes | No | Laminate | Painted Finish | IBT 07 | Kick |  |  | 08q | 3
Level 3 | MDE3009.D1 | IDT 2e | Double Unequal Door Single Swing | 2110 | 1510 |  | 30dB | 97 | L20/431 | Yes | Yes | No | Laminate | Painted Finish | IBT 07 | Kick |  |  | 08q | 3
Level 3 | MDE3010.D1 | IDT 1d | Single Door Single Swing | 2110 | 1060 |  |  | 97 | L20/431 | No | Yes | No | Laminate | Painted Finish |  | Kick |  |  | 04b | 6
Level 3 | MDE3011.D1 | IDT 2e | Double Unequal Door Single Swing | 2110 | 1510 |  | 30dB | 122 | L20/431 | Yes | Yes | No | Laminate | Painted Finish | IBT 07 | Kick |  |  | 08q | 3
Level 3 | MDE3013.D1 | IDT 2d | Double Unequal Door Single Swing | 2110 | 1510 |  | 30dB | 97 | L20/431 | No |  | No | Laminate | Painted Finish |  | Kick |  |  | 17b | 3
Level 3 | MDE3014.D1 | IDT 2d | Double Unequal Door Single Swing | 2110 | 1510 |  | 30dB | 97 | L20/431 | No |  | No | Laminate | Painted Finish |  | Kick |  |  | 17b | 3
Level 3 | MDE3016.D1 | IDT 2d | Double Unequal Door Single Swing | 2110 | 1510 |  | 30dB | 97 | L20/431 | No |  | No | Laminate | Painted Finish |  | Kick |  |  | 17b | 3
Level 3 | MDE3017.D1 | IDT 2d | Double Unequal Door Single Swing | 2110 | 1510 |  | 30dB | 97 | L20/431 | No |  | No | Laminate | Painted Finish |  | Kick |  |  | 17b | 3
Level 3 | MDE3018.D1 | IDT 1d | Single Door Single Swing | 2110 | 1060 |  |  | 122 | L20/431 | No |  | No | Laminate | Painted Finish |  | Kick |  |  | 06b | 6
Level 3 | MDE3019.D1 | IDT 2e | Double Unequal Door Single Swing | 2110 | 1510 |  | 30dB | 127 | L20/431 | Yes |  | No | Laminate | Painted Finish | IBT 07 | Kick |  |  | 17b | 3
Level 3 | MDE3020.D1 | IDT 3b | Double Door Single Swing | 2110 | 1910 | FD60S |  | 97 | L20/431 | Yes |  | No | Laminate | Painted Finish |  | Kick/Edge |  |  | 21cDA | 3
Level 3 | MDE3021.D1 | IDT 1d | Single Door Single Swing | 2110 | 810 |  |  | 97 | L20/431 | No |  | No | Laminate | Painted Finish |  | Kick |  |  | 03b | 6
Level 3 | MDE3022.D1 | IDT 1d | Single Door Single Swing | 2110 | 810 |  |  | 97 | L20/431 | No |  | No | Laminate | Painted Finish |  | Kick |  |  | 03b | 6
Level 3 | MDE3023.D1 | IDT 1d | Single Door Single Swing | 2110 | 810 |  |  | 97 | L20/431 | No |  | No | Laminate | Painted Finish |  | Kick |  |  | 03b | 6
Level 3 | MDE3024.D1 | IDT 1d | Single Door Single Swing | 2110 | 810 |  |  | 97 | L20/431 | No |  | No | Laminate | Painted Finish |  | Kick |  |  | 03b | 6
Level 3 | MDE3025.D1 | IDT 1d | Single Door Single Swing | 2110 | 1060 |  |  | 97 | L20/431 | No |  | No | Laminate | Painted Finish |  | Kick |  |  | 03b | 6
Level 3 | MDE3027.D1 | IDT 1b | Single Door Single Swing | 2110 | 1060 |  |  | 97 | L20/431 | Yes |  | No | Laminate | Painted Finish |  | Kick |  |  | 06b | 6
Level 3 | MDE3031.D1 | IDT 1b | Single Door Single Swing | 2110 | 1060 |  | 30dB | 97 | L20/431 | Yes |  | No | Laminate | Painted Finish |  | Kick |  |  | 16 | 3
Level 3 | MDE3032.D1 | IDT 1b | Single Door Single Swing | 2110 | 1010 |  |  | 97 | L20/431 | Yes |  | No | Laminate | Painted Finish |  | Kick |  |  | 06b | 6
Level 3 | MDE3033.D1 | IDT 1b | Single Door Single Swing | 2110 | 1060 |  |  | 127 | L20/431 | Yes |  | No | Laminate | Painted Finish |  | Kick |  |  | 16 | 6
Level 3 | MDE3034.D1 | IDT 1d | Single Door Single Swing | 2110 | 1060 |  |  | 127 | L20/431 | No |  | No | Laminate | Painted Finish |  | Kick |  |  | 06b | 6
Level 3 | NCU3C01.D1 | IDT 3b | Double Door Double Swing | 2110 | 1910 |  |  | 97 | L20/431 | Yes | Yes | No | Laminate | Painted Finish |  | Kick/Mid/Edge | Delayed Close |  | 11r | 6
Level 3 | NCU3C02.D1 | IDT 3b | Double Door Double Swing | 2110 | 1910 | FD30S |  | 97 | L20/431 | Yes |  | No | Laminate | Painted Finish |  | Kick/Mid/Edge | Delayed Close |  | 22d | 3
Level 3 | NCU3C03.D1 | IDT 1b | Single Door Single Swing | 2110 | 1060 |  |  | 97 | L20/431 | Yes |  | No | Laminate | Painted Finish |  | Kick |  |  | 16 | 6
Level 3 | NCU3C04.D1 | IDT 1b | Single Door Single Swing | 2110 | 1060 |  |  | 97 | L20/431 | Yes | Yes | No | Laminate | Painted Finish |  | Kick/Edge |  |  | 04b* | 6
Level 3 | NCU3C05.D1 | IDT 3b | Double Door Single Swing | 2110 | 1910 | FD30S |  | 97 | L20/431 | Yes | Yes | No | Laminate | Painted Finish |  | Kick/Mid/Edge | Delayed Close |  | 11f | 3
Level 3 | NCU3C06.D1 | IDT 3b | Double Door Double Swing | 2110 | 1910 | FD30S |  | 97 | L20/431 | Yes |  | No | Laminate | Painted Finish |  | Kick/Mid/Edge | Delayed Close |  | 22d | 3
Level 3 | NCU3C07.D1 | IDT 3b | Double Door Double Swing | 2110 | 1910 | FD30S |  | 97 | L20/431 | Yes |  | No | Laminate | Painted Finish |  | Kick/Mid/Edge | Delayed Close |  | 22d | 3
Level 3 | NCU3003.D1 | IDT 1d | Single Door Single Swing | 2110 | 1060 |  |  | 97 | L20/431 | No |  | Yes | Laminate | Painted Finish |  | Kick | Delayed Close |  | 03DA | 6
Level 3 | NCU3006.D1 | IDT 2d | Double Unequal Door Single Swing | 2110 | 1510 |  |  | 97 | L20/431 | No |  | No | Laminate | Painted Finish |  | Kick |  |  | 17b | 6
Level 3 | NCU3007.D1 | IDT 1d | Single Door Single Swing | 2110 | 1060 |  | 30dB | 97 | L20/431 | No |  | No | Laminate | Painted Finish |  | Kick |  |  | 06b | 3
Level 3 | NCU3008G.D1 | IDT 2b | Double Unequal Door Single Swing | 2110 | 1510 |  | 30dB | 97 | L20/431 | Yes |  | No | Laminate | Painted Finish |  | Kick |  |  | 1 | 3
Level 3 | NCU3008G.D2 | IDT 2b | Double Unequal Door Single Swing | 2110 | 1510 |  | 30dB | 97 | L20/431 | Yes |  | No | Laminate | Painted Finish |  | Kick |  |  | 1 | 3
Level 3 | NCU3009.D1 | IDT 2d | Double Unequal Door Single Swing | 2110 | 1510 |  | 30dB | 97 | L20/431 | No |  | No | Laminate | Painted Finish |  | Kick |  |  | 17b | 3
Level 3 | NCU3010G.D1 | IDT 2b | Double Unequal Door Single Swing | 2110 | 1510 |  | 30dB | 97 | L20/431 | Yes |  | No | Laminate | Painted Finish |  | Kick |  |  | 1 | 3
Level 3 | NCU3010G.D2 | IDT 2b | Double Unequal Door Single Swing | 2110 | 1510 |  | 30dB | 97 | L20/431 | Yes |  | No | Laminate | Painted Finish |  | Kick |  |  | 1 | 3
Level 3 | NCU3011.D1 | IDT 1d | Single Door Single Swing | 2110 | 1060 |  |  | 97 | L20/431 | No |  | No | Laminate | Painted Finish |  | Kick |  |  | 06b | 6
Level 3 | NCU3013.D1 | IDT 1d | Single Door Single Swing | 2110 | 1060 |  |  | 97 | L20/431 | No |  | No | Laminate | Painted Finish |  | Kick |  |  | 06b | 6
Level 3 | NCU3014.D1 | IDT 1c | Single Door Single Swing | 2110 | 1060 |  |  | 97 | L20/431 | Yes |  | No | Laminate | Painted Finish |  | Kick |  |  | 06b | 6
Level 3 | NCU3015.D1 | IDT 1c | Single Door Single Swing | 2110 | 1060 |  |  | 122 | L20/431 | Yes |  | No | Laminate | Painted Finish |  | Kick |  |  | 06b | 6
Level 3 | NCU3016.D1 | IDT 1c | Single Door Single Swing | 2110 | 1060 |  |  | 122 | L20/431 | Yes |  | No | Laminate | Painted Finish |  | Kick |  |  | 06b | 6
Level 3 | NCU3017.D1 | IDT 1c | Single Door Single Swing | 2110 | 1060 |  |  | 97 | L20/431 | Yes |  | No | Laminate | Painted Finish |  | Kick |  |  | 06b | 6
Level 3 | NCU3018.D1 | IDT 1c | Single Door Single Swing | 2110 | 1060 |  |  | 97 | L20/431 | Yes |  | No | Laminate | Painted Finish |  | Kick |  |  | 06b | 6
Level 3 | NCU3020.D1 | IDT 1d | Single Door Single Swing | 2110 | 810 | FD30S |  | 122 | L20/431 | No |  | No | Laminate | Painted Finish |  | Kick |  |  | 03f | 3
Level 3 | NCU3021.D1 | IDT 2a | Double Unequal Door Single Swing | 2110 | 1480 | FD30S | 30dB | 97 | L20/431 | Yes |  | No | Laminate | Painted Finish |  | Kick |  |  | 17k | 3
Level 3 | NCU3022.D1 | IDT 11a | Double Unequal Door Opposing Swing | 2110 | 1480 |  | 30dB | 97 | L20/431 | Yes |  | No | Laminate | Painted Finish |  | Kick |  |  | 29DA | 3
Level 3 | NCU3022A.D1 | IDT 2b | Double Unequal Door Single Swing | 2110 | 1510 | FD30S |  | 97 | L20/431 | Yes |  | No | Laminate | Painted Finish |  | Kick |  |  | 17k | 3
Level 3 | NCU3023.D1 | IDT 2b | Double Unequal Door Single Swing | 2110 | 1510 |  | 30dB | 97 | L20/431 | Yes |  | No | Laminate | Painted Finish |  | Kick |  |  | 1 | 3
Level 3 | NCU3024.D1 | IDT 2b | Double Unequal Door Single Swing | 2110 | 1510 |  | 30dB | 97 | L20/431 | Yes |  | No | Laminate | Painted Finish |  | Kick |  |  | 1 | 3
Level 3 | NCU3025.D1 | IDT 1d | Single Door Single Swing | 2110 | 1060 |  |  | 97 | L20/431 | No |  | No | Laminate | Painted Finish |  | Kick |  |  | 06b | 6
Level 3 | NCU3026.D1 | IDT 2b | Double Unequal Door Single Swing | 2110 | 1510 |  | 30dB | 97 | L20/431 | Yes |  | No | Laminate | Painted Finish |  | Kick |  |  | 1 | 3
Level 3 | NCU3030.D1 | IDT 2d | Double Unequal Door Single Swing | 2110 | 1510 |  |  | 97 | L20/431 | No |  | No | Laminate | Painted Finish |  | Kick |  |  | 17b | 6
Level 3 | NCU3031.D1 | IDT 1d | Single Door Single Swing | 2110 | 1060 |  |  | 97 | L20/431 | No |  | No | Laminate | Painted Finish |  | Kick |  |  | 06b | 6
Level 3 | NCU3032.D1 | IDT 2d | Double Unequal Door Single Swing | 2110 | 1510 | FD30S |  | 97 | L20/431 | No |  | No | Laminate | PVC Wrapped |  | Half Height/Edge | Delayed Close |  | 17c | 3
Level 3 | NCU3034.D1 | IDT 1d | Single Door Single Swing | 2110 | 1060 |  |  | 97 | L20/431 | No |  | No | Laminate | Painted Finish |  | Kick |  |  | 03b | 6
Level 3 | NCU3035.D1 | IDT 1d | Single Door Single Swing | 2110 | 1060 |  |  | 97 | L20/431 | No |  | No | Laminate | Painted Finish |  | Kick |  |  | 06b | 6
Level 3 | NCU3037.D1 | IDT 1d | Single Door Single Swing | 2110 | 810 |  |  | 97 | L20/431 | No |  | No | Laminate | Painted Finish |  | Kick |  |  | 03b | 6
Level 3 | NCU3038.D1 | IDT 1d | Single Door Single Swing | 2110 | 810 |  |  | 97 | L20/431 | No |  | No | Laminate | Painted Finish |  | Kick |  |  | 03b | 6
Level 3 | NCU3039.D1 | IDT 1b | Single Door Single Swing | 2110 | 1060 |  | 30dB | 97 | L20/431 | Yes |  | No | Laminate | Painted Finish |  | Kick |  |  | 06b | 3
Level 3 | NCU3040.D1 | IDT 1d | Single Door Single Swing | 2110 | 1060 | FD30S |  | 97 | L20/431 | No |  | No | Laminate | Painted Finish |  | Kick |  |  | 03b | 3
Level 3 | NCU3041.D1 | IDT 1a | Single Door Single Swing | 2110 | 1060 | FD30S | 30dB | 97 | L20/431 | Yes | Yes | No | Laminate | Painted Finish | IBT 08 | Kick |  |  | 06d | 3 | Add maglock & brackets
Level 3 | NCU3041A.D1 | IDT 1d | Single Door Single Swing | 2110 | 810 |  |  | 97 | L20/431 | No |  | No | Laminate | Painted Finish |  | Kick |  |  | 03b | 25
Level 3 | NCU3042.D1 | IDT 1a | Single Door Single Swing | 2110 | 1060 | FD30S | 30dB | 97 | L20/431 | Yes | Yes | No | Laminate | Painted Finish | IBT 08 | Kick |  |  | 06d | 3 | Add maglock & brackets
Level 3 | NCU3042A.D1 | IDT 1d | Single Door Single Swing | 2110 | 810 |  |  | 97 | L20/431 | No |  | No | Laminate | Painted Finish |  | Kick |  |  | 03b | 25
Level 3 | NCU3043.D1 | IDT 1a | Single Door Single Swing | 2110 | 1060 | FD30S | 30dB | 97 | L20/431 | Yes | Yes | No | Laminate | Painted Finish | IBT 08 | Kick |  |  | 06d | 3 | Add maglock & brackets
Level 3 | NCU3043A.D1 | IDT 1d | Single Door Single Swing | 2110 | 810 |  |  | 97 | L20/431 | No |  | No | Laminate | Painted Finish |  | Kick |  |  | 03b | 25
Level 3 | NCU3044.D1 | IDT 2d | Double Unequal Door Single Swing | 2110 | 1510 |  |  | 97 | L20/431 | No |  | No | Laminate | Painted Finish |  | Kick |  |  | 17b | 6
Level 3 | NCU3045.D1 | IDT 1c | Single Door Single Swing | 2110 | 1060 |  | 30dB | 97 | L20/431 | Yes |  | No | Laminate | Painted Finish |  | Kick |  |  | 06b | 3
Level 3 | NCU3046.D1 | IDT 1d | Single Door Single Swing | 2110 | 1060 |  |  | 97 | L20/431 | No |  | No | Laminate | Painted Finish |  | Kick |  |  | 06b | 6
Level 3 | NCU3047.D1 | IDT 1d | Single Door Single Swing | 2110 | 810 |  |  | 97 | L20/431 | No |  | No | Laminate | Painted Finish |  | Kick |  |  | 03b | 6
Level 3 | NCU3049.D1 | IDT 1d | Single Door Single Swing | 2110 | 1060 |  |  | 97 | L20/431 | No |  | No | Laminate | Painted Finish |  | Kick |  |  | 06b | 6
Level 3 | PLA3101.D1 | IDT 4a | Double Door Single Swing | 2110 | 1610 | FD60S |  | 119 | L20/439 | No |  | No | Painted Finish | Painted Finish |  |  |  |  | 09a | 3
Level 3 | PLA3102.D1 | IDT 4a | Double Door Single Swing | 2110 | 1610 | FD60S |  | 119 | L20/439 | No |  | No | Painted Finish | Painted Finish |  |  |  |  | 09a | 3
Level 3 | PLA3104.D1 | IDT 1d | Single Door Single Swing | 2110 | 1010 | FD60S |  | 119 | L20/439 | No |  | No | Painted Finish | Painted Finish |  |  |  |  | 9 | 3
Level 3 | PLA3107.D1 | IDT 4a | Double Door Single Swing | 2110 | 1610 | FD60S |  | 97 | L20/439 | No |  | No | Painted Finish | Painted Finish |  |  |  |  | 09a | 3
Level 3 | PLA3108.D1 | IDT 4a | Double Door Single Swing | 2110 | 1810 | FD60S |  | 119 | L20/439 | No |  | No | Painted Finish | Painted Finish |  |  |  |  | 09a | 3
Level 3 | PLA3108.D2 | IDT 4a | Double Door Single Swing | 2110 | 1810 | FD60S |  | 119 | L20/439 | No |  | No | Painted Finish | Painted Finish |  |  |  |  | 09a | 3
Level 3 | PLA3110.D1 | IDT 4a | Double Door Single Swing | 2110 | 1810 | FD60S |  | 119 | L20/439 | No |  | No | Painted Finish | Painted Finish |  |  |  |  | 09a | 3
Level 3 | PLA3110.D2 | IDT 4a | Double Door Single Swing | 2110 | 1810 | FD60S |  | 119 | L20/439 | No |  | No | Painted Finish | Painted Finish |  |  |  |  | 09a | 3
Level 3 | PLA3111.D1 | IDT 1d | Single Door Single Swing | 2110 | 1010 | FD60S |  | 119 | L20/439 | No |  | No | Painted Finish | Painted Finish |  |  |  |  | 9 | 3
Level 3 | PLA3113.D1 | IDT 4a | Double Door Single Swing | 2110 | 1210 | FD60S |  | 119 | L20/439 | No |  | No | Painted Finish | Painted Finish |  |  |  |  | 09a | 3
Level 3 | PLA3113.D2 | IDT 4a | Double Door Single Swing | 2110 | 1210 | FD60S |  | 119 | L20/439 | No |  | No | Painted Finish | Painted Finish |  |  |  |  | 09a | 3
Level 3 | PLA3113.D3 | IDT 4a | Double Door Single Swing | 2110 | 1210 | FD60S |  | 119 | L20/439 | No |  | No | Painted Finish | Painted Finish |  |  |  |  | 09a | 3
Level 3 | PLA3116.D1 | IDT 4a | Double Door Single Swing | 2110 | 1810 | FD60S |  | 97 | L20/439 | No |  | No | Painted Finish | Painted Finish |  |  |  |  | 09a | 3 | Reduced jamb architraves to one side
Level 3 | PLA3117.D1 | IDT 4a | Double Door Single Swing | 2110 | 1610 | FD60S |  | 97 | L20/439 | No |  | No | Painted Finish | Painted Finish |  |  |  |  | 09a | 3
Level 3 | PLA3119.D1 | IDT 4a | Double Door Single Swing | 2110 | 1610 | FD60S |  | 119 | L20/439 | No |  | No | Painted Finish | Painted Finish |  |  |  |  | 09a | 3
Level 3 | PLA3119.D2 | IDT 4a | Double Door Single Swing | 2110 | 1610 | FD60S |  | 119 | L20/439 | No |  | No | Painted Finish | Painted Finish |  |  |  |  | 09a | 3
Level 3 | PLA3120.D1 | IDT 4a | Double Door Single Swing | 2110 | 1610 | FD60S |  | 119 | L20/439 | No |  | No | Painted Finish | Painted Finish |  |  |  |  | 09a | 3
Level 3 | PLA3121.D1 | IDT 4a | Double Door Single Swing | 2110 | 1610 | FD60S |  | 119 | L20/439 | No |  | No | Painted Finish | Painted Finish |  |  |  |  | 09a | 3
Level 3 | PLA3122.D1 | IDT 4a | Double Door Single Swing | 2110 | 1610 | FD60S |  | 97 | L20/439 | No |  | No | Painted Finish | Painted Finish |  |  |  |  | 09a | 3
Level 3 | PLA3123.D1 | IDT 1d | Single Door Single Swing | 2110 | 1010 | FD60S |  | 119 | L20/439 | No |  | No | Painted Finish | Painted Finish |  |  |  |  | 9 | 3
Level 3 | PLA3124.D1 | IDT 1d | Single Door Single Swing | 2110 | 810 | FD60S |  | 97 | L20/439 | No |  | No | Painted Finish | Painted Finish |  |  |  |  | 9 | 3
Level 3 | PLA3126.D1 | IDT 4a | Double Door Single Swing | 2110 | 1810 | FD60S |  | 119 | L20/439 | No |  | No | Painted Finish | Painted Finish |  |  |  |  | 09a | 3
Level 3 | PLA3126.D2 | IDT 4a | Double Door Single Swing | 2110 | 1810 | FD60S |  | 119 | L20/439 | No |  | No | Painted Finish | Painted Finish |  |  |  |  | 09a | 3
Level 3 | PLA3127.D1 | IDT 2d | Double Unequal Door Single Swing | 2110 | 1510 | FD30S |  | 97 | L20/439 | No |  | No | Painted Finish | Painted Finish |  |  |  |  | 09a | 3 | Reduced jamb architraves to one side
Level 3 | PLA3128.D1 | IDT 4a | Double Door Single Swing | 2110 | 2318 | FD60S |  | 97 | L20/439 | No |  | No | Painted Finish | Painted Finish |  |  |  |  | 09a | 3
Level 3 | PLA3129.D1 | IDT 4a | Double Door Single Swing | 2110 | 1810 | FD60S |  | 119 | L20/439 | No |  | No | Painted Finish | Painted Finish |  |  |  |  | 09a | 3
Level 3 | PLA3130.D1 | IDT 4a | Double Door Single Swing | 2110 | 1810 | FD60S |  | 119 | L20/439 | No |  | No | Painted Finish | Painted Finish |  |  |  |  | 09a | 3
Level 3 | PLA3131.D1 | IDT 1d | Single Door Single Swing | 2110 | 1010 | FD60S |  | 119 | L20/439 | No |  | No | Painted Finish | Painted Finish |  |  |  |  | 9 | 3
Level 3 | PLA3132.D1 | IDT 4a | Double Door Single Swing | 2110 | 1610 | FD60S |  | 119 | L20/439 | No |  | No | Painted Finish | Painted Finish |  |  |  |  | 09a | 3
Level 3 | PLA3201.D1 | IDT 4a | Double Door Single Swing | 2110 | 1810 | FD60S |  | 119 | L20/439 | No |  | No | Painted Finish | Painted Finish |  |  |  |  | 09a | 3
Level 3 | PLA3202.D1 | IDT 1d | Single Door Single Swing | 2110 | 1060 | FD60S |  | 97 | L20/439 | No |  | No | Painted Finish | Painted Finish |  |  |  |  | 9 | 3
Level 3 | PLA3204.D1 | IDT 4a | Double Door Single Swing | 2110 | 1810 | FD60S |  | 119 | L20/439 | No |  | No | Painted Finish | Painted Finish |  |  |  |  | 09a | 3
Level 3 | PLA3205.D1 | IDT 4a | Double Door Single Swing | 2110 | 1610 | FD60S |  | 119 | L20/439 | No |  | No | Painted Finish | Painted Finish |  |  |  |  | 09a | 3
Level 3 | PLA3206.D1 | IDT 4a | Double Door Single Swing | 2110 | 2318 | FD60S |  | 97 | L20/439 | No |  | No | Painted Finish | Painted Finish |  |  |  |  | 09a | 3
Level 3 | PLA3208.D1 | IDT 4a | Double Door Single Swing | 2110 | 1610 | FD60S |  | 150 | L20/439 | No |  | No | Painted Finish | Painted Finish |  |  |  |  | 09a | 3
Level 3 | PLA3209.D1 | IDT 4a | Double Door Single Swing | 2110 | 1610 | FD60S |  | 119 | L20/439 | No |  | No | Painted Finish | Painted Finish |  |  |  |  | 09a | 3
Level 3 | PLA3211.D1 | IDT 4a | Double Door Single Swing | 2110 | 1810 | FD60S |  | 119 | L20/439 | No |  | No | Painted Finish | Painted Finish |  |  |  |  | 09a | 3
Level 3 | PLA3212.D1 | IDT 4a | Double Door Single Swing | 2110 | 1810 | FD60S |  | 119 | L20/439 | No |  | No | Painted Finish | Painted Finish |  |  |  |  | 09a | 3
Level 3 | PLA3215.D1 | IDT 4a | Double Door Single Swing | 2110 | 2318 | FD60S |  | 97 | L20/439 | No |  | No | Painted Finish | Painted Finish |  |  |  |  | 09a | 3
Level 3 | PLA3216.D1 | IDT 4a | Double Door Single Swing | 2110 | 1410 | FD60S |  | 119 | L20/439 | No |  | No | Painted Finish | Painted Finish |  |  |  |  | 09a | 3 | Reduced jamb architraves to one side
Level 3 | PLA3216.D2 | IDT 4a | Double Door Single Swing | 2110 | 1410 | FD60S |  | 119 | L20/439 | No |  | No | Painted Finish | Painted Finish |  |  |  |  | 09a | 3
Level 3 | PLA3216.D3 | IDT 4a | Double Door Single Swing | 2110 | 1410 | FD60S |  | 119 | L20/439 | No |  | No | Painted Finish | Painted Finish |  |  |  |  | 09a | 3 | Reduced jamb architraves to one side
Level 3 | PLA3217.D1 | IDT 1d | Single Door Single Swing | 2110 | 1010 | FD60S |  | 119 | L20/439 | No |  | No | Painted Finish | Painted Finish |  |  |  |  | 9 | 3
Level 3 | PLA3220.D1 | IDT 4a | Double Door Single Swing | 2110 | 1810 | FD60S |  | 119 | L20/439 | No |  | No | Painted Finish | Painted Finish |  |  |  |  | 09a | 3
Level 3 | PLA3221.D1 | IDT 4a | Double Door Single Swing | 2110 | 1810 | FD60S |  | 97 | L20/439 | No |  | No | Painted Finish | Painted Finish |  |  |  |  | 09a | 3
Level 3 | PLA3301.D1 | IDT 4a | Double Door Single Swing | 2110 | 1610 | FD60S |  | 122 | L20/439 | No |  | No | Painted Finish | Painted Finish |  |  |  |  | 09a | 3
Level 3 | PLA3303.D1 | IDT 4a | Double Door Single Swing | 2110 | 1810 | FD60S |  | 173 | L20/439 | No |  | No | Painted Finish | Painted Finish |  |  |  |  | 09a | 3
Level 3 | PLA3304.D1 | IDT 4a | Double Door Single Swing | 2110 | 1810 | FD60S |  | 173 | L20/439 | No |  | No | Painted Finish | Painted Finish |  |  |  |  | 09a | 3
Level 3 | PLA3305.D1 | IDT 4a | Double Door Single Swing | 2110 | 1810 | FD60S |  | 119 | L20/439 | No |  | No | Painted Finish | Painted Finish |  |  |  |  | 09a | 3
Level 3 | PLA3306.D1 | IDT 4a | Double Door Single Swing | 2110 | 1310 | FD60S |  | 119 | L20/439 | No |  | No | Painted Finish | Painted Finish |  |  |  |  | 09a | 3
Level 4 | CIR4101.D1 | IDT 2d | Double Unequal Door Single Swing | 2110 | 1710 | FD30S |  | 142 | L20/431 | No |  | No | Laminate | Painted Finish |  | Kick |  |  | 17b | 3
Level 4 | CIR4102.D1 | IDT 2b | Double Unequal Door Single Swing | 2110 | 1710 | FD60S |  | 142 | L20/431 | Yes |  | No | Laminate | Painted Finish |  | Kick |  |  | 17a | 3
Level 4 | CIR4102.D2 | IDT 1d | Single Door Single Swing | 2110 | 1010 |  |  | 142 | L20/439 | No |  | No | Painted Finish | Painted Finish |  | Kick |  |  | 46 | 6
Level 4 | CIR4103.D1 | IDT 2b | Double Unequal Door Single Swing | 2110 | 1710 | FD30S |  | 142 | L20/431 | Yes |  | No | Laminate | Painted Finish |  | Kick |  |  | 17a | 3
Level 4 | CIR4104.D1 | IDT 3b | Double Door Single Swing | 2110 | 1910 | FD30S |  | 142 | L20/431 | Yes |  | No | Laminate | Painted Finish |  | Kick |  |  | 21a | 3
Level 4 | CIR4105.D1 | IDT 3b | Double Door 180° Swing | 2110 | 1910 | FD60S |  | 142 | L20/431 | Yes |  | No | Laminate | Painted Finish |  | Kick | Hold Open |  | 31 | 3
Level 4 | CIR4106.D2 | IDT 3d | Double Door Single Swing | 2110 | 1910 | FD60S |  | 142 | L20/439 | No |  | No | Painted Finish | Painted Finish |  | Kick |  |  | 7 | 3
Level 4 | CIR4107.D1 | IDT 3b | Double Door Double Swing | 2110 | 1910 | FD30S |  | 142 | L20/431 | Yes |  | No | Laminate | Painted Finish |  | Kick | Hold Open |  | 12e | 3
Level 4 | CIR4108.D1 | IDT 3b | Double Door Single Swing | 2110 | 1910 | FD30S |  | 97 | L20/431 | Yes |  | No | Laminate | Painted Finish |  | Kick | Hold Open |  | 12 | 3
Level 4 | CIR4108.D2 | IDT 3d | Double Door Single Swing | 2110 | 1910 | FD30S |  | 119 | L20/439 | No |  | No | Painted Finish | Painted Finish |  | Kick |  |  | 7 | 3
Level 4 | CIR4109.D1 | IDT 3b | Double Door Double Swing | 2110 | 1910 | FD30S |  | 142 | L20/431 | Yes |  | No | Laminate | Painted Finish |  | Kick | Hold Open |  | 12e | 3
Level 4 | CIR4110.D2 | IDT 2d | Double Unequal Door Single Swing | 2110 | 1560 | FD30S |  | 142 | L20/439 | No |  | No | Painted Finish | Painted Finish |  | Kick |  |  | 7 | 3
Level 4 | CIR4111.D1 | IDT 3b | Double Door Double Swing | 2110 | 1910 | FD30S |  | 142 | L20/431 | Yes |  | No | Laminate | Painted Finish |  | Kick | Hold Open |  | 12e | 3
Level 4 | CIR4112.D1 | IDT 3b | Double Door Single Swing | 2110 | 1910 | FD30S |  | 97 | L20/431 | Yes |  | No | Laminate | Painted Finish |  | Kick | Hold Open |  | 12 | 3
Level 4 | CIR4112.D2 | IDT 3d | Double Door Single Swing | 2110 | 1910 | FD30S |  | 97 | L20/439 | No |  | No | Painted Finish | Painted Finish |  | Kick |  |  | 7 | 3
Level 4 | CIR4113.D1 | IDT 3b | Double Door Double Swing | 2110 | 1910 | FD30S |  | 142 | L20/431 | Yes | Yes | No | Laminate | Painted Finish |  | Kick | Delayed Close |  | 11b* | 3
Level 4 | CIR4114.D1 | IDT 3b | Double Door 180° Swing | 2110 | 1910 | FD60S |  | 142 | L20/431 | Yes |  | No | Laminate | Painted Finish |  | Kick | Hold Open |  | 31 | 3
Level 4 | CIR4115.D1 | IDT 3b | Double Door Double Swing | 2110 | 1910 | FD30S |  | 142 | L20/431 | Yes |  | No | Laminate | Painted Finish |  | Kick | Delayed Close |  | 22 | 3
Level 4 | CIR4116.D1 | IDT 3b | Double Door Single Swing | 2110 | 1910 |  |  | 97 | L20/431 | Yes | Yes | No | Laminate | Painted Finish |  | Kick/Mid/Edge | Delayed Close |  | 11hDA | 3
Level 4 | CIR4116.D2 | IDT 3d | Double Door Single Swing | 2110 | 1910 | FD30S |  | 97 | L20/439 | No |  | No | Painted Finish | Painted Finish |  | Kick |  |  | 7 | 3
Level 4 | CIR4201.D1 | IDT 2b* | Double Unequal Door Single Swing | 2060 | 1424 | FD30S |  | 150 | L11/431 | Yes | Yes | No |  |  |  | Kick |  |  | 08f | 3 | Part of Glazed Screen CIR4201.S1
Level 4 | CIR4201.D2 | IDT 2b | Double Unequal Door Single Swing | 2110 | 1510 | FD30S |  | 97 | L20/431 | Yes |  | No | Laminate | Painted Finish |  | Kick |  |  | 17a | 3
Level 4 | CIR4202.D1 | IDT 3b | Double Door 180° Swing | 2110 | 1910 | FD30S |  | 97 | L20/431 | Yes | Yes | No | Laminate | Painted Finish |  | Half Height/Edge | Hold Open |  | 31 | 3
Level 4 | CIR4204.D1 | IDT 2b | Double Unequal Door Single Swing | 2110 | 1510 | FD60S |  | 97 | L20/431 | Yes |  | No | Laminate | Painted Finish |  | Kick |  |  | 17a | 3
Level 4 | CIR4205.D1 | IDT 2b* | Double Unequal Door Single Swing | 2060 | 1424 | FD30S |  | 150 | L11/431 | Yes |  | No |  |  |  | Kick/Edge |  |  | 17a | 3 | Part of Glazed Screen CIR4305.S1
Level 4 | CIR4205.D2 | IDT 1d | Single Door Single Swing | 2110 | 1010 |  |  | 97 | L20/439 | No | Yes | No | Painted Finish | Painted Finish |  | Kick |  |  | 46 | 6
Level 4 | ICT4001.D1 | IDT 4a | Double Door Single Swing | 2110 | 1810 | FD60S |  | 250 | L20/439 | No | Yes | No | Painted Finish | Painted Finish |  |  |  |  | 08l | 3
Level 4 | ICT4002.D1 | IDT 4a | Double Door Single Swing | 2110 | 1810 | FD60S |  | 97 | L20/439 | No | Yes | No | Painted Finish | Painted Finish |  |  |  |  | 08l | 3
Level 4 | ICT4003.D1 | IDT 4a | Double Door Single Swing | 2110 | 1810 | FD60S |  | 97 | L20/439 | No | Yes | No | Painted Finish | Painted Finish |  |  |  |  | 08l | 3
Level 4 | ICT4004.D1 | IDT 4a | Double Door Single Swing | 2110 | 1810 | FD60S |  | 97 | L20/439 | No | Yes | No | Painted Finish | Painted Finish |  |  |  |  | 08l | 3
Level 4 | IP74C02.D1 | IDT 3b | Double Door Single Swing | 2110 | 1910 | FD30S |  | 97 | L20/431 | Yes | Yes | No | Laminate | Painted Finish |  | Kick/Edge | Delayed Close |  | 11dDA | 3
Level 4 | IP74C03.D1 | IDT 3b | Double Door Single Swing | 2110 | 1910 | FD30S |  | 97 | L20/431 | Yes |  | No | Laminate | Painted Finish |  | Kick/Edge | Hold Open |  | 12* | 3
Level 4 | IP74C03.D3 | IDT 3b | Double Door Double Swing | 2110 | 1910 | FD30S |  | 97 | L20/431 | Yes |  | No | Laminate | Painted Finish |  | Kick/Edge | Hold Open |  | 12e* | 3
Level 4 | IP74C05.D1 | IDT 3b | Double Door Single Swing | 2110 | 1910 | FD30S |  | 97 | L20/431 | Yes |  | No | Laminate | Painted Finish |  | Kick/Edge | Hold Open |  | 12* | 3
Level 4 | IP74C05.D2 | IDT 3b | Double Door Single Swing | 2110 | 1910 | FD30S |  | 97 | L20/431 | Yes |  | No | Laminate | Painted Finish |  | Kick/Edge | Hold Open |  | 12* | 3
Level 4 | IP74C06.D1 | IDT 3b | Double Door Single Swing | 2110 | 1910 | FD30S |  | 97 | L20/431 | Yes |  | No | Laminate | Painted Finish |  | Kick/Edge | Hold Open |  | 12* | 3
Level 4 | IP74C07.D1 | IDT 3b | Double Door Single Swing | 2110 | 1910 | FD30S |  | 97 | L20/431 | Yes |  | No | Laminate | Painted Finish |  | Kick/Edge | Hold Open |  | 12* | 3
Level 4 | IP74C07.D2 | IDT 3b | Double Door Double Swing | 2110 | 1910 | FD30S |  | 97 | L20/431 | Yes |  | No | Laminate | Painted Finish |  | Kick/Edge | Hold Open |  | 11v | 3
Level 4 | IP84C01.D1 | IDT 3b | Double Door Single Swing | 2110 | 1910 | FD30S |  | 97 | L20/431 | Yes | Yes | No | Laminate | Painted Finish |  | Kick/Edge | Delayed Close |  | 11dDA | 3
Level 4 | IP84C02.D1 | IDT 3b | Double Door Double Swing | 2110 | 1910 | FD30S |  | 97 | L20/431 | Yes |  | No | Laminate | Painted Finish |  | Kick/Edge | Hold Open |  | 12e* | 3
Level 4 | IP84C03.D1 | IDT 3b | Double Door Double Swing | 2110 | 1910 |  |  | 97 | L20/431 | Yes |  | No | Laminate | Painted Finish |  | Kick/Edge | Hold Open |  | 12a | 6
Level 4 | IP84C04.D1 | IDT 3b | Double Door Single Swing | 2110 | 1910 | FD30S |  | 97 | L20/431 | Yes |  | No | Laminate | Painted Finish |  | Kick/Edge | Hold Open |  | 12* | 3
Level 4 | IP84C05.D1 | IDT 3b | Double Door Single Swing | 2110 | 1910 | FD30S |  | 97 | L20/431 | Yes |  | No | Laminate | Painted Finish |  | Kick/Edge | Hold Open |  | 12* | 3
Level 4 | IP84C05.D2 | IDT 3b | Double Door Double Swing | 2110 | 1910 | FD30S |  | 97 | L20/431 | Yes | Yes | No | Laminate | Painted Finish |  | Kick/Edge | Hold Open |  | 11v | 3
Level 4 | IP94C01.D1 | IDT 3b | Double Door Single Swing | 2110 | 1910 | FD30S |  | 97 | L20/431 | Yes | Yes | No | Laminate | Painted Finish |  | Kick/Edge | Delayed Close |  | 11DA | 3
Level 4 | IP94C02.D1 | IDT 3b | Double Door Single Swing | 2110 | 1910 | FD30S |  | 97 | L20/431 | Yes |  | No | Laminate | Painted Finish |  | Kick/Edge | Hold Open |  | 12* | 3
Level 4 | IP94C05.D1 | IDT 3b | Double Door Single Swing | 2110 | 1910 | FD30S |  | 97 | L20/431 | Yes |  | No | Laminate | Painted Finish |  | Kick/Edge | Hold Open |  | 12* | 3
Level 4 | IP94C05.D2 | IDT 3b | Double Door Double Swing | 2110 | 1910 | FD30S |  | 97 | L20/431 | Yes |  | No | Laminate | Painted Finish |  | Kick/Edge | Hold Open |  | 12e* | 3
Level 4 | IP94C07.D1 | IDT 3b | Double Door Single Swing | 2110 | 1910 | FD30S |  | 97 | L20/431 | Yes |  | No | Laminate | Painted Finish |  | Kick/Edge | Hold Open |  | 12* | 3
Level 4 | IP94C07.D2 | IDT 3b | Double Door Double Swing | 2110 | 1910 | FD30S |  | 97 | L20/431 | Yes |  | No | Laminate | Painted Finish |  | Kick/Edge | Hold Open |  | 12e* | 3
Level 4 | IP94C07.D3 | IDT 3b | Double Door Single Swing | 2110 | 1910 | FD30S |  | 97 | L20/431 | Yes |  | No | Laminate | Painted Finish |  | Kick/Edge | Hold Open |  | 12* | 3
Level 4 | IP94C07.D4 | IDT 3b | Double Door Double Swing | 2110 | 1910 |  |  | 97 | L20/431 | Yes |  | No | Laminate | Painted Finish |  | Kick/Edge | Hold Open |  | 12g | 6
Level 4 | IP94C10.D1 | IDT 2b | Double Unequal Door Single Swing | 2110 | 1510 | FD30S |  | 97 | L20/431 | Yes |  | No | Laminate | Painted Finish |  | Kick |  |  | 17k | 3
Level 4 | IP74001.D1 | IDT 2a | Double Unequal Door Single Swing | 2110 | 1480 |  | 30dB | 97 | L20/431 | Yes |  | No | Laminate | Painted Finish | IBT 08 | Kick |  |  | 1 | 3
Level 4 | IP74001A.D1 | IDT 2d | Double Unequal Door Single Swing | 2110 | 1710 |  |  | 100 | L20/431 | No |  | No | Laminate | Painted Finish |  | Kick |  |  | 1 | 25
Level 4 | IP74002.D1 | IDT 2a | Double Unequal Door Single Swing | 2110 | 1480 |  | 30dB | 97 | L20/431 | Yes |  | No | Laminate | Painted Finish | IBT 08 | Kick |  |  | 1 | 3
Level 4 | IP74002A.D1 | IDT 2d | Double Unequal Door Single Swing | 2110 | 1710 |  |  | 100 | L20/431 | No |  | No | Laminate | Painted Finish |  | Kick |  |  | 1 | 25
Level 4 | IP74003.D1 | IDT 2a | Double Unequal Door Single Swing | 2110 | 1480 |  | 30dB | 97 | L20/431 | Yes |  | No | Laminate | Painted Finish | IBT 08 | Kick |  |  | 1 | 3
Level 4 | IP74003A.D1 | IDT 2d | Double Unequal Door Single Swing | 2110 | 1710 |  |  | 100 | L20/431 | No |  | No | Laminate | Painted Finish |  | Kick |  |  | 1 | 25
Level 4 | IP74004.D1 | IDT 11a | Double Unequal Door Opposing Swing | 2110 | 1710 |  | 30dB | 97 | L20/431 | Yes |  | No | Laminate | Painted Finish | IBT 08 | Kick | Delayed Close |  | 29DA | 3
Level 4 | IP74004A.D1 | IDT 2d | Double Unequal Door Single Swing | 2110 | 1710 |  |  | 97 | L20/431 | No |  | No | Laminate | Painted Finish |  | Kick |  |  | 1 | 6 | 450mm x 450mm aperture for door transfer grill
Level 4 | IP74004B.D1 | IDT 11a | Double Unequal Door Opposing Swing | 2110 | 1710 | FD30S |  | 97 | L20/431 | Yes |  | No | Laminate | Painted Finish |  | Kick | Delayed Close |  | 29aDA | 3
Level 4 | IP74005A.D1 | IDT 2d | Double Unequal Door Single Swing | 2110 | 1710 |  |  | 100 | L20/431 | No |  | No | Laminate | Painted Finish |  | Kick |  |  | 1 | 6 | 450mm x 450mm aperture for door transfer grill
Level 4 | IP74005B.D1 | IDT 11a | Double Unequal Door Opposing Swing | 2110 | 1710 | FD30S |  | 97 | L20/431 | Yes |  | No | Laminate | Painted Finish |  | Kick | Delayed Close |  | 29aDA | 3
Level 4 | IP74005B.D2 | IDT 11a | Double Unequal Door Opposing Swing | 2110 | 1710 |  | 30dB | 127 | L20/431 | Yes |  | No | Laminate | Painted Finish | IBT 08 | Kick | Delayed Close |  | 29DA | 3
Level 4 | IP74006.D1 | IDT 2a | Double Unequal Door Single Swing | 2110 | 1480 |  | 30dB | 97 | L20/431 | Yes |  | No | Laminate | Painted Finish | IBT 08 | Kick |  |  | 1 | 3
Level 4 | IP74006A.D1 | IDT 2d | Double Unequal Door Single Swing | 2110 | 1710 |  |  | 100 | L20/431 | No |  | No | Laminate | Painted Finish |  | Kick |  |  | 1 | 25
Level 4 | IP74007.D1 | IDT 2a | Double Unequal Door Single Swing | 2110 | 1480 |  | 30dB | 97 | L20/431 | Yes |  | No | Laminate | Painted Finish | IBT 08 | Kick |  |  | 1 | 3
Level 4 | IP74007A.D1 | IDT 2d | Double Unequal Door Single Swing | 2110 | 1710 |  |  | 100 | L20/431 | No |  | No | Laminate | Painted Finish |  | Kick |  |  | 1 | 25
Level 4 | IP74008.D1 | IDT 2a | Double Unequal Door Single Swing | 2110 | 1480 |  | 30dB | 97 | L20/431 | Yes |  | No | Laminate | Painted Finish | IBT 08 | Kick |  |  | 1 | 3
Level 4 | IP74008A.D1 | IDT 2d | Double Unequal Door Single Swing | 2110 | 1710 |  |  | 100 | L20/431 | No |  | No | Laminate | Painted Finish |  | Kick |  |  | 1 | 25
Level 4 | IP74009.D1 | IDT 2a | Double Unequal Door Single Swing | 2110 | 1710 |  | 30dB | 97 | L20/431 | Yes |  | No | Laminate | Painted Finish | IBT 08 | Kick |  |  | 1 | 3
Level 4 | IP74009A.D1 | IDT 2d | Double Unequal Door Single Swing | 2110 | 1610 |  |  | 97 | L20/431 | No |  | No | Laminate | Painted Finish |  | Kick |  |  | 1 | 25
Level 4 | IP74010.D1 | IDT 2a | Double Unequal Door Single Swing | 2110 | 1480 |  | 30dB | 97 | L20/431 | Yes |  | No | Laminate | Painted Finish | IBT 08 | Kick |  |  | 1 | 3
Level 4 | IP74010A.D1 | IDT 2d | Double Unequal Door Single Swing | 2110 | 1710 |  |  | 100 | L20/431 | No |  | No | Laminate | Painted Finish |  | Kick |  |  | 1 | 25
Level 4 | IP74011.D1 | IDT 2a | Double Unequal Door Single Swing | 2110 | 1480 |  | 30dB | 97 | L20/431 | Yes |  | No | Laminate | Painted Finish | IBT 08 | Kick |  |  | 1 | 3
Level 4 | IP74011A.D1 | IDT 2d | Double Unequal Door Single Swing | 2110 | 1710 |  |  | 100 | L20/431 | No |  | No | Laminate | Painted Finish |  | Kick |  |  | 1 | 25
Level 4 | IP74012.D1 | IDT 2a | Double Unequal Door Single Swing | 2110 | 1480 |  | 30dB | 97 | L20/431 | Yes |  | No | Laminate | Painted Finish | IBT 08 | Kick |  |  | 1 | 3
Level 4 | IP74012A.D1 | IDT 2d | Double Unequal Door Single Swing | 2110 | 1710 |  |  | 100 | L20/431 | No |  | No | Laminate | Painted Finish |  | Kick |  |  | 1 | 25
Level 4 | IP74013.D1 | IDT 2a | Double Unequal Door Single Swing | 2110 | 1480 |  | 30dB | 97 | L20/431 | Yes |  | No | Laminate | Painted Finish | IBT 08 | Kick |  |  | 1 | 3
Level 4 | IP74013A.D1 | IDT 2d | Double Unequal Door Single Swing | 2110 | 1710 |  |  | 100 | L20/431 | No |  | No | Laminate | Painted Finish |  | Kick |  |  | 1 | 25
Level 4 | IP74014.D1 | IDT 2a | Double Unequal Door Single Swing | 2110 | 1480 |  | 30dB | 97 | L20/431 | Yes |  | No | Laminate | Painted Finish | IBT 08 | Kick |  |  | 1 | 3
Level 4 | IP74014A.D1 | IDT 2d | Double Unequal Door Single Swing | 2110 | 1710 |  |  | 100 | L20/431 | No |  | No | Laminate | Painted Finish |  | Kick |  |  | 1 | 25
Level 4 | IP74015.D1 | IDT 2a | Double Unequal Door Single Swing | 2110 | 1480 |  | 30dB | 97 | L20/431 | Yes |  | No | Laminate | Painted Finish | IBT 08 | Kick |  |  | 1 | 3
Level 4 | IP74015A.D1 | IDT 2d | Double Unequal Door Single Swing | 2110 | 1710 |  |  | 100 | L20/431 | No |  | No | Laminate | Painted Finish |  | Kick |  |  | 1 | 25
Level 4 | IP74016.D1 | IDT 2a | Double Unequal Door Single Swing | 2110 | 1480 |  | 30dB | 97 | L20/431 | Yes |  | No | Laminate | Painted Finish | IBT 08 | Kick |  |  | 1 | 3
Level 4 | IP74016A.D1 | IDT 2d | Double Unequal Door Single Swing | 2110 | 1710 |  |  | 100 | L20/431 | No |  | No | Laminate | Painted Finish |  | Kick |  |  | 1 | 25
Level 4 | IP74017.D1 | IDT 2a | Double Unequal Door Single Swing | 2110 | 1480 |  | 30dB | 97 | L20/431 | Yes |  | No | Laminate | Painted Finish | IBT 08 | Kick |  |  | 1 | 3
Level 4 | IP74017A.D1 | IDT 2d | Double Unequal Door Single Swing | 2110 | 1710 |  |  | 97 | L20/431 | No |  | No | Laminate | Painted Finish |  | Kick |  |  | 1 | 25
Level 4 | IP74018.D1 | IDT 2a | Double Unequal Door Single Swing | 2110 | 1480 |  | 30dB | 97 | L20/431 | Yes |  | No | Laminate | Painted Finish | IBT 08 | Kick |  |  | 1 | 3
Level 4 | IP74018A.D1 | IDT 2d | Double Unequal Door Single Swing | 2110 | 1710 |  |  | 100 | L20/431 | No |  | No | Laminate | Painted Finish |  | Kick |  |  | 1 | 25
Level 4 | IP74019.D1 | IDT 2a | Double Unequal Door Single Swing | 2110 | 1480 |  | 30dB | 97 | L20/431 | Yes |  | No | Laminate | Painted Finish | IBT 08 | Kick |  |  | 1 | 3
Level 4 | IP74019A.D1 | IDT 2d | Double Unequal Door Single Swing | 2110 | 1710 |  |  | 100 | L20/431 | No |  | No | Laminate | Painted Finish |  | Kick |  |  | 1 | 25
Level 4 | IP74020.D1 | IDT 2a | Double Unequal Door Single Swing | 2110 | 1480 |  | 30dB | 97 | L20/431 | Yes |  | No | Laminate | Painted Finish | IBT 08 | Kick |  |  | 1 | 3
Level 4 | IP74020A.D1 | IDT 2d | Double Unequal Door Single Swing | 2110 | 1710 |  |  | 100 | L20/431 | No |  | No | Laminate | Painted Finish |  | Kick |  |  | 1 | 25
Level 4 | IP74021.D1 | IDT 2a | Double Unequal Door Single Swing | 2110 | 1480 |  | 30dB | 97 | L20/431 | Yes |  | No | Laminate | Painted Finish | IBT 08 | Kick |  |  | 1 | 3
Level 4 | IP74021A.D1 | IDT 2d | Double Unequal Door Single Swing | 2110 | 1710 |  |  | 100 | L20/431 | No |  | No | Laminate | Painted Finish |  | Kick |  |  | 1 | 25
Level 4 | IP74022.D1 | IDT 2a | Double Unequal Door Single Swing | 2110 | 1480 |  | 30dB | 97 | L20/431 | Yes |  | No | Laminate | Painted Finish | IBT 08 | Kick |  |  | 1 | 3
Level 4 | IP74022A.D1 | IDT 2d | Double Unequal Door Single Swing | 2110 | 1710 |  |  | 100 | L20/431 | No |  | No | Laminate | Painted Finish |  | Kick |  |  | 1 | 25
Level 4 | IP74023.D1 | IDT 2a | Double Unequal Door Single Swing | 2110 | 1480 |  | 30dB | 97 | L20/431 | Yes |  | No | Laminate | Painted Finish | IBT 08 | Kick |  |  | 1 | 3
Level 4 | IP74023A.D1 | IDT 2d | Double Unequal Door Single Swing | 2110 | 1710 |  |  | 100 | L20/431 | No |  | No | Laminate | Painted Finish |  | Kick |  |  | 1 | 25
Level 4 | IP74024.D1 | IDT 2a | Double Unequal Door Single Swing | 2110 | 1480 |  | 30dB | 97 | L20/431 | Yes |  | No | Laminate | Painted Finish | IBT 08 | Kick |  |  | 1 | 3
Level 4 | IP74024A.D1 | IDT 2d | Double Unequal Door Single Swing | 2110 | 1710 |  |  | 97 | L20/431 | No |  | No | Laminate | Painted Finish |  | Kick |  |  | 1 | 25
Level 4 | IP74029.D1 | IDT 2a | Double Unequal Door Single Swing | 2110 | 1480 |  |  | 97 | L20/431 | Yes |  | No | Laminate | Painted Finish | IBT 08 | Kick |  |  | 1 | 6
Level 4 | IP74029A.D1 | IDT 2d | Double Unequal Door Single Swing | 2110 | 1410 |  |  | 97 | L20/431 | No |  | No | Laminate | Painted Finish |  | Kick |  |  | 2 | 25 | Privacy seals between door leaves
Level 4 | IP74029B.D1 | IDT 1d | Single Door Single Swing | 2110 | 810 |  |  | 97 | L20/431 | No |  | No | Laminate | Painted Finish |  | Kick |  |  | 03b | 25
Level 4 | IP74032.D1 | IDT 1d | Single Door Single Swing | 2110 | 1060 | FD30S |  | 97 | L20/431 | No | Yes | No | Laminate | Painted Finish |  | Kick |  |  | 4 | 3
Level 4 | IP74034.D1 | IDT 1d | Single Door Single Swing | 2110 | 1060 |  |  | 97 | L20/431 | No |  | No | Laminate | Painted Finish |  | Kick |  |  | 06b | 6
Level 4 | IP74036.D1 | IDT 1c | Single Door Single Swing | 2110 | 1060 |  |  | 97 | L20/431 | Yes | Yes | No | Laminate | Painted Finish |  | Kick |  |  | 04b | 6
Level 4 | IP74038.D1 | IDT 1d | Single Door Single Swing | 2110 | 1060 |  |  | 97 | L20/431 | No |  | No | Laminate | Painted Finish |  | Kick |  |  | 06b | 6
Level 4 | IP74039.D1 | IDT 1d | Single Door Single Swing | 2110 | 1060 |  |  | 97 | L20/431 | No |  | No | Laminate | Painted Finish |  | Kick |  |  | 06b | 6
Level 4 | IP74040.D1 | IDT 1d | Single Door Single Swing | 2110 | 1060 |  |  | 97 | L20/431 | No |  | No | Laminate | Painted Finish |  | Kick |  |  | 06b | 6
Level 4 | IP74042.D1 | IDT 1d | Single Door Single Swing | 2110 | 910 |  |  | 97 | L20/431 | No |  | No | Laminate | Painted Finish |  | Kick |  |  | 06b | 6
Level 4 | IP74044.D1 | IDT 2d | Double Unequal Door Single Swing | 2110 | 1510 |  |  | 97 | L20/431 | No |  | No | Laminate | Painted Finish |  | Kick |  |  | 17b | 6
Level 4 | IP74045.D1 | IDT 1d | Single Door Single Swing | 2110 | 1060 |  |  | 97 | L20/431 | No |  | No | Laminate | Painted Finish |  | Kick |  | TBC | 06b | 3
Level 4 | IP74047.D1 | IDT 2d | Double Unequal Door Single Swing | 2110 | 1510 | FD30S |  | 97 | L20/431 | No | Yes | No | Laminate | PVC Wrapped |  | Half Height/Edge | Delayed Close |  | 08h | 3
Level 4 | IP74048.D1 | IDT 1c | Single Door Single Swing | 2110 | 1060 |  |  | 97 | L20/431 | Yes |  | No | Laminate | Painted Finish |  | Kick |  |  | 06b | 6
Level 4 | IP74049.D1 | IDT 1c | Single Door Single Swing | 2110 | 1060 |  | 30dB | 97 | L20/431 | Yes |  | No | Laminate | Painted Finish |  | Kick |  |  | 06b | 3
Level 4 | IP74052.D1 | IDT 1d | Single Door Single Swing | 2110 | 810 |  |  | 97 | L20/431 | No |  | No | Laminate | Painted Finish |  | Kick |  |  | 3 | 6
Level 4 | IP74053.D1 | IDT 1d | Single Door Single Swing | 2110 | 810 |  |  | 97 | L20/431 | No |  | No | Laminate | Painted Finish |  | Kick |  |  | 3 | 6
Level 4 | IP74055.D1 | IDT 3b | Double Door Single Swing | 2110 | 1910 | FD30S |  | 97 | L20/431 | Yes | Yes | No | Laminate | Painted Finish |  | Kick |  |  | 11d | 3
Level 4 | IP74055.D2 | IDT 1b | Single Door Single Swing | 2110 | 1060 | FD30S |  | 97 | L20/431 | Yes | Yes | No | Laminate | Painted Finish |  | Kick |  |  | 33g | 3
Level 4 | IP74055.D3 | IDT 1b | Single Door Single Swing | 2110 | 1060 | FD30S |  | 97 | L20/431 | Yes | Yes | No | Laminate | Painted Finish |  | Kick |  |  | 33a | 3
Level 4 | IP74056.D1 | IDT 1d | Single Door Single Swing | 2110 | 1060 |  |  | 97 | L20/431 | No |  | No | Laminate | Painted Finish |  | Kick |  |  | 03b | 6
Level 4 | IP74060.D1 | IDT 2a | Double Unequal Door Single Swing | 2110 | 1480 |  |  | 97 | L20/431 | Yes |  | No | Laminate | Painted Finish | IBT 08 | Kick |  |  | 1 | 6
Level 4 | IP74060A.D1 | IDT 2d | Double Unequal Door Single Swing | 2110 | 1510 |  |  | 97 | L20/431 | No |  | No | Laminate | Painted Finish |  | Kick |  |  | 2 | 25 | Privacy seals between door leaves
Level 4 | IP74060B.D1 | IDT 1d | Single Door Single Swing | 2110 | 810 |  |  | 97 | L20/431 | No |  | No | Laminate | Painted Finish |  | Kick |  |  | 03b | 25
Level 4 | IP74062.D1 | IDT 1d | Single Door Single Swing | 2110 | 1060 |  |  | 97 | L20/431 | No |  | No | Laminate | Painted Finish |  | Kick |  |  | 06b | 6
Level 4 | IP74063.D1 | IDT 1d | Single Door Single Swing | 2110 | 1060 |  |  | 97 | L20/431 | No |  | No | Laminate | Painted Finish |  | Kick | Delayed Close |  | 03DA | 6
Level 4 | IP84001.D1 | IDT 2a | Double Unequal Door Single Swing | 2110 | 1480 |  | 30dB | 97 | L20/431 | Yes |  | No | Laminate | Painted Finish | IBT 08 | Kick |  |  | 1 | 3
Level 4 | IP84001A.D1 | IDT 2d | Double Unequal Door Single Swing | 2110 | 1710 |  |  | 100 | L20/431 | No |  | No | Laminate | Painted Finish |  | Kick |  |  | 1 | 25
Level 4 | IP84002.D1 | IDT 2a | Double Unequal Door Single Swing | 2110 | 1480 |  | 30dB | 97 | L20/431 | Yes |  | No | Laminate | Painted Finish | IBT 08 | Kick |  |  | 1 | 3
Level 4 | IP84002A.D1 | IDT 2d | Double Unequal Door Single Swing | 2110 | 1710 |  |  | 100 | L20/431 | No |  | No | Laminate | Painted Finish |  | Kick |  |  | 1 | 25
Level 4 | IP84003.D1 | IDT 2a | Double Unequal Door Single Swing | 2110 | 1480 |  | 30dB | 97 | L20/431 | Yes |  | No | Laminate | Painted Finish | IBT 08 | Kick |  |  | 1 | 3
Level 4 | IP84003A.D1 | IDT 2d | Double Unequal Door Single Swing | 2110 | 1710 |  |  | 100 | L20/431 | No |  | No | Laminate | Painted Finish |  | Kick |  |  | 1 | 25
Level 4 | IP84004.D1 | IDT 2a | Double Unequal Door Single Swing | 2110 | 1710 |  | 30dB | 97 | L20/431 | Yes |  | No | Laminate | Painted Finish | IBT 08 | Kick |  |  | 1 | 3
Level 4 | IP84004A.D1 | IDT 2d | Double Unequal Door Single Swing | 2110 | 1710 |  |  | 97 | L20/431 | No |  | No | Laminate | Painted Finish |  | Kick |  |  | 1 | 25
Level 4 | IP84005.D1 | IDT 2a | Double Unequal Door Single Swing | 2110 | 1480 |  | 30dB | 97 | L20/431 | Yes |  | No | Laminate | Painted Finish | IBT 08 | Kick |  |  | 1 | 3
Level 4 | IP84005A.D1 | IDT 2d | Double Unequal Door Single Swing | 2110 | 1710 |  |  | 100 | L20/431 | No |  | No | Laminate | Painted Finish |  | Kick |  |  | 1 | 25
Level 4 | IP84006.D1 | IDT 2a | Double Unequal Door Single Swing | 2110 | 1480 |  | 30dB | 97 | L20/431 | Yes |  | No | Laminate | Painted Finish | IBT 08 | Kick |  |  | 1 | 3
Level 4 | IP84006A.D1 | IDT 2d | Double Unequal Door Single Swing | 2110 | 1710 |  |  | 100 | L20/431 | No |  | No | Laminate | Painted Finish |  | Kick |  |  | 1 | 25
Level 4 | IP84007.D1 | IDT 2a | Double Unequal Door Single Swing | 2110 | 1480 |  | 30dB | 97 | L20/431 | Yes |  | No | Laminate | Painted Finish | IBT 08 | Kick |  |  | 1 | 3
Level 4 | IP84007A.D1 | IDT 2d | Double Unequal Door Single Swing | 2110 | 1710 |  |  | 100 | L20/431 | No |  | No | Laminate | Painted Finish |  | Kick |  |  | 1 | 25
Level 4 | IP84008.D1 | IDT 2a | Double Unequal Door Single Swing | 2110 | 1480 |  | 30dB | 97 | L20/431 | Yes |  | No | Laminate | Painted Finish | IBT 08 | Kick |  |  | 1 | 3
Level 4 | IP84008A.D1 | IDT 2d | Double Unequal Door Single Swing | 2110 | 1710 |  |  | 100 | L20/431 | No |  | No | Laminate | Painted Finish |  | Kick |  |  | 1 | 25
Level 4 | IP84009.D1 | IDT 2a | Double Unequal Door Single Swing | 2110 | 1710 |  | 30dB | 97 | L20/431 | Yes |  | No | Laminate | Painted Finish | IBT 08 | Kick |  |  | 1 | 3
Level 4 | IP84009A.D1 | IDT 2d | Double Unequal Door Single Swing | 2110 | 1610 |  |  | 97 | L20/431 | No |  | No | Laminate | Painted Finish |  | Kick |  |  | 1 | 25
Level 4 | IP84010.D1 | IDT 2a | Double Unequal Door Single Swing | 2110 | 1480 |  | 30dB | 97 | L20/431 | Yes |  | No | Laminate | Painted Finish | IBT 08 | Kick |  |  | 1 | 3
Level 4 | IP84010A.D1 | IDT 2d | Double Unequal Door Single Swing | 2110 | 1710 |  |  | 100 | L20/431 | No |  | No | Laminate | Painted Finish |  | Kick |  |  | 1 | 25
Level 4 | IP84011.D1 | IDT 2a | Double Unequal Door Single Swing | 2110 | 1480 |  | 30dB | 97 | L20/431 | Yes |  | No | Laminate | Painted Finish | IBT 08 | Kick |  |  | 1 | 3
Level 4 | IP84011A.D1 | IDT 2d | Double Unequal Door Single Swing | 2110 | 1710 |  |  | 100 | L20/431 | No |  | No | Laminate | Painted Finish |  | Kick |  |  | 1 | 25
Level 4 | IP84012.D1 | IDT 2a | Double Unequal Door Single Swing | 2110 | 1480 |  | 30dB | 97 | L20/431 | Yes |  | No | Laminate | Painted Finish | IBT 08 | Kick |  |  | 1 | 3
Level 4 | IP84012A.D1 | IDT 2d | Double Unequal Door Single Swing | 2110 | 1710 |  |  | 100 | L20/431 | No |  | No | Laminate | Painted Finish |  | Kick |  |  | 1 | 25
Level 4 | IP84013.D1 | IDT 2a | Double Unequal Door Single Swing | 2110 | 1480 |  | 30dB | 97 | L20/431 | Yes |  | No | Laminate | Painted Finish | IBT 08 | Kick |  |  | 1 | 3
Level 4 | IP84013A.D1 | IDT 2d | Double Unequal Door Single Swing | 2110 | 1710 |  |  | 100 | L20/431 | No |  | No | Laminate | Painted Finish |  | Kick |  |  | 1 | 25
Level 4 | IP84014.D1 | IDT 2a | Double Unequal Door Single Swing | 2110 | 1480 |  | 30dB | 97 | L20/431 | Yes |  | No | Laminate | Painted Finish | IBT 08 | Kick |  |  | 1 | 3
Level 4 | IP84014A.D1 | IDT 2d | Double Unequal Door Single Swing | 2110 | 1710 |  |  | 100 | L20/431 | No |  | No | Laminate | Painted Finish |  | Kick |  |  | 1 | 25
Level 4 | IP84015.D1 | IDT 2a | Double Unequal Door Single Swing | 2110 | 1480 |  | 30dB | 97 | L20/431 | Yes |  | No | Laminate | Painted Finish | IBT 08 | Kick |  |  | 1 | 3
Level 4 | IP84015A.D1 | IDT 2d | Double Unequal Door Single Swing | 2110 | 1710 |  |  | 100 | L20/431 | No |  | No | Laminate | Painted Finish |  | Kick |  |  | 1 | 25
Level 4 | IP84016.D1 | IDT 2a | Double Unequal Door Single Swing | 2110 | 1480 |  | 30dB | 97 | L20/431 | Yes |  | No | Laminate | Painted Finish | IBT 08 | Kick |  |  | 1 | 3
Level 4 | IP84016A.D1 | IDT 2d | Double Unequal Door Single Swing | 2110 | 1710 |  |  | 100 | L20/431 | No |  | No | Laminate | Painted Finish |  | Kick |  |  | 1 | 25
Level 4 | IP84017.D1 | IDT 2a | Double Unequal Door Single Swing | 2110 | 1480 |  | 30dB | 97 | L20/431 | Yes |  | No | Laminate | Painted Finish | IBT 08 | Kick |  |  | 1 | 3
Level 4 | IP84017A.D1 | IDT 2d | Double Unequal Door Single Swing | 2110 | 1710 |  |  | 100 | L20/431 | No |  | No | Laminate | Painted Finish |  | Kick |  |  | 1 | 25
Level 4 | IP84018.D1 | IDT 2a | Double Unequal Door Single Swing | 2110 | 1480 |  | 30dB | 97 | L20/431 | Yes |  | No | Laminate | Painted Finish | IBT 08 | Kick |  |  | 1 | 3
Level 4 | IP84018A.D1 | IDT 2d | Double Unequal Door Single Swing | 2110 | 1710 |  |  | 100 | L20/431 | No |  | No | Laminate | Painted Finish |  | Kick |  |  | 1 | 25
Level 4 | IP84019.D1 | IDT 2a | Double Unequal Door Single Swing | 2110 | 1480 |  | 30dB | 97 | L20/431 | Yes |  | No | Laminate | Painted Finish | IBT 08 | Kick |  |  | 1 | 3
Level 4 | IP84019A.D1 | IDT 2d | Double Unequal Door Single Swing | 2110 | 1710 |  |  | 100 | L20/431 | No |  | No | Laminate | Painted Finish |  | Kick |  |  | 1 | 25
Level 4 | IP84020.D1 | IDT 2a | Double Unequal Door Single Swing | 2110 | 1480 |  | 30dB | 97 | L20/431 | Yes |  | No | Laminate | Painted Finish | IBT 08 | Kick |  |  | 1 | 3
Level 4 | IP84020A.D1 | IDT 2d | Double Unequal Door Single Swing | 2110 | 1710 |  |  | 100 | L20/431 | No |  | No | Laminate | Painted Finish |  | Kick |  |  | 1 | 25
Level 4 | IP84021.D1 | IDT 2a | Double Unequal Door Single Swing | 2110 | 1480 |  | 30dB | 97 | L20/431 | Yes |  | No | Laminate | Painted Finish | IBT 08 | Kick |  |  | 1 | 3
Level 4 | IP84021A.D1 | IDT 2d | Double Unequal Door Single Swing | 2110 | 1710 |  |  | 100 | L20/431 | No |  | No | Laminate | Painted Finish |  | Kick |  |  | 1 | 25
Level 4 | IP84022.D1 | IDT 2a | Double Unequal Door Single Swing | 2110 | 1480 |  | 30dB | 97 | L20/431 | Yes |  | No | Laminate | Painted Finish | IBT 08 | Kick |  |  | 1 | 3
Level 4 | IP84022A.D1 | IDT 2d | Double Unequal Door Single Swing | 2110 | 1710 |  |  | 100 | L20/431 | No |  | No | Laminate | Painted Finish |  | Kick |  |  | 1 | 25
Level 4 | IP84023.D1 | IDT 2a | Double Unequal Door Single Swing | 2110 | 1480 |  | 30dB | 97 | L20/431 | Yes |  | No | Laminate | Painted Finish | IBT 08 | Kick |  |  | 1 | 3
Level 4 | IP84023A.D1 | IDT 2d | Double Unequal Door Single Swing | 2110 | 1710 |  |  | 100 | L20/431 | No |  | No | Laminate | Painted Finish |  | Kick |  |  | 1 | 25
Level 4 | IP84024.D1 | IDT 2a | Double Unequal Door Single Swing | 2110 | 1480 |  | 30dB | 97 | L20/431 | Yes |  | No | Laminate | Painted Finish | IBT 08 | Kick |  |  | 1 | 3
Level 4 | IP84024A.D1 | IDT 2d | Double Unequal Door Single Swing | 2110 | 1710 |  |  | 100 | L20/431 | No |  | No | Laminate | Painted Finish |  | Kick |  |  | 1 | 25
Level 4 | IP84029.D1 | IDT 2a | Double Unequal Door Single Swing | 2110 | 1480 |  |  | 97 | L20/431 | Yes |  | No | Laminate | Painted Finish | IBT 08 | Kick |  |  | 1 | 3
Level 4 | IP84029A.D1 | IDT 2d | Double Unequal Door Single Swing | 2110 | 1410 |  |  | 97 | L20/431 | No |  | No | Laminate | Painted Finish |  | Kick |  |  | 2 | 25 | Privacy seals between door leaves
Level 4 | IP84029B.D1 | IDT 1d | Single Door Single Swing | 2110 | 810 |  |  | 97 | L20/431 | No |  | No | Laminate | Painted Finish |  | Kick |  |  | 03b | 25
Level 4 | IP84032.D1 | IDT 1d | Single Door Single Swing | 2110 | 1060 | FD30S |  | 97 | L20/431 | No | Yes | No | Laminate | Painted Finish |  | Kick |  |  | 4 | 3
Level 4 | IP84035.D1 | IDT 2d | Double Unequal Door Single Swing | 2110 | 1510 |  |  | 96 | L20/431 | No |  | No | Laminate | Painted Finish |  | Kick |  |  | 17b | 6
Level 4 | IP84036.D1 | IDT 1d | Single Door Single Swing | 2110 | 1060 |  |  | 97 | L20/431 | No |  | No | Laminate | Painted Finish |  | Kick |  |  | 06b | 6
Level 4 | IP84039.D1 | IDT 1d | Single Door Single Swing | 2110 | 1060 |  |  | 97 | L20/431 | No |  | No | Laminate | Painted Finish |  | Kick |  |  | 06b | 6
Level 4 | IP84040.D1 | IDT 1c | Single Door Single Swing | 2110 | 1060 |  |  | 97 | L20/431 | Yes | Yes | No | Laminate | Painted Finish |  | Kick |  |  | 04b | 6
Level 4 | IP84041.D1 | IDT 1d | Single Door Single Swing | 2110 | 1060 |  |  | 97 | L20/431 | No |  | No | Laminate | Painted Finish |  | Kick |  |  | 06b | 6
Level 4 | IP84043.D1 | IDT 1c | Single Door Single Swing | 2110 | 1060 |  | 30dB | 97 | L20/431 | Yes |  | No | Laminate | Painted Finish |  | Kick |  |  | 06b | 3
Level 4 | IP84045.D1 | IDT 1c | Single Door Single Swing | 2110 | 1060 |  |  | 97 | L20/431 | Yes |  | No | Laminate | Painted Finish |  | Kick |  |  | 06b | 6
Level 4 | IP84046.D1 | IDT 1c | Single Door Single Swing | 2110 | 1060 |  | 30dB | 97 | L20/431 | Yes |  | No | Laminate | Painted Finish |  | Kick |  |  | 06b | 3
Level 4 | IP84047.D1 | IDT 1d | Single Door Single Swing | 2110 | 1060 |  |  | 97 | L20/431 | No |  | No | Laminate | Painted Finish |  | Kick |  |  | 06b | 6
Level 4 | IP84050.D1 | IDT 1d | Single Door Single Swing | 2110 | 810 |  |  | 97 | L20/431 | No |  | No | Laminate | Painted Finish |  | Kick |  |  | 03b | 6
Level 4 | IP84060.D1 | IDT 2a | Double Unequal Door Single Swing | 2110 | 1480 |  |  | 97 | L20/431 | Yes |  | No | Laminate | Painted Finish | IBT 08 | Kick |  |  | 1 | 6
Level 4 | IP84060A | IDT 2d | Double Unequal Door Single Swing | 2110 | 1510 |  |  | 97 | L20/431 | No |  | No | Laminate | Painted Finish |  | Kick |  |  | 2 | 25 | Privacy seals between door leaves
Level 4 | IP84060B.D1 | IDT 1d | Single Door Single Swing | 2110 | 810 |  |  | 97 | L20/431 | No |  | No | Laminate | Painted Finish |  | Kick |  |  | 03b | 25
Level 4 | IP94001.D1 | IDT 2a | Double Unequal Door Single Swing | 2110 | 1710 |  | 30dB | 97 | L20/431 | Yes |  | No | Laminate | Painted Finish | IBT 08 | Kick |  |  | 1 | 3
Level 4 | IP94001A.D1 | IDT 2d | Double Unequal Door Single Swing | 2110 | 1710 |  |  | 97 | L20/431 | No |  | No | Laminate | Painted Finish |  | Kick |  |  | 1 | 25
Level 4 | IP94002.D1 | IDT 2a | Double Unequal Door Single Swing | 2110 | 1480 |  | 30dB | 97 | L20/431 | Yes |  | No | Laminate | Painted Finish | IBT 08 | Kick |  |  | 1 | 3
Level 4 | IP94002A.D1 | IDT 2d | Double Unequal Door Single Swing | 2110 | 1710 |  |  | 100 | L20/431 | No |  | No | Laminate | Painted Finish |  | Kick |  |  | 1 | 25
Level 4 | IP94003.D1 | IDT 2a | Double Unequal Door Single Swing | 2110 | 1480 |  | 30dB | 97 | L20/431 | Yes |  | No | Laminate | Painted Finish | IBT 08 | Kick |  |  | 1 | 3
Level 4 | IP94003A.D1 | IDT 2d | Double Unequal Door Single Swing | 2110 | 1710 |  |  | 100 | L20/431 | No |  | No | Laminate | Painted Finish |  | Kick |  |  | 1 | 25
Level 4 | IP94004.D1 | IDT 2a | Double Unequal Door Single Swing | 2110 | 1480 |  | 30dB | 97 | L20/431 | Yes |  | No | Laminate | Painted Finish | IBT 08 | Kick |  |  | 1 | 3
Level 4 | IP94004A.D1 | IDT 2d | Double Unequal Door Single Swing | 2110 | 1710 |  |  | 100 | L20/431 | No |  | No | Laminate | Painted Finish |  | Kick |  |  | 1 | 25
Level 4 | IP94005.D1 | IDT 2a | Double Unequal Door Single Swing | 2110 | 1710 |  | 30dB | 97 | L20/431 | Yes |  | No | Laminate | Painted Finish | IBT 08 | Kick |  |  | 1 | 3
Level 4 | IP94005A.D1 | IDT 2d | Double Unequal Door Single Swing | 2110 | 1710 |  |  | 97 | L20/431 | No |  | No | Laminate | Painted Finish |  | Kick |  |  | 1 | 25
Level 4 | IP94006.D1 | IDT 2a | Double Unequal Door Single Swing | 2110 | 1480 |  | 30dB | 97 | L20/431 | Yes |  | No | Laminate | Painted Finish | IBT 08 | Kick |  |  | 1 | 3
Level 4 | IP94006A.D1 | IDT 2d | Double Unequal Door Single Swing | 2110 | 1710 |  |  | 100 | L20/431 | No |  | No | Laminate | Painted Finish |  | Kick |  |  | 1 | 25
Level 4 | IP94007.D1 | IDT 2a | Double Unequal Door Single Swing | 2110 | 1480 |  | 30dB | 97 | L20/431 | Yes |  | No | Laminate | Painted Finish | IBT 08 | Kick |  |  | 1 | 3
Level 4 | IP94007A.D1 | IDT 2d | Double Unequal Door Single Swing | 2110 | 1710 |  |  | 100 | L20/431 | No |  | No | Laminate | Painted Finish |  | Kick |  |  | 1 | 25
Level 4 | IP94008.D1 | IDT 2a | Double Unequal Door Single Swing | 2110 | 1480 |  | 30dB | 97 | L20/431 | Yes |  | No | Laminate | Painted Finish | IBT 08 | Kick |  |  | 1 | 3
Level 4 | IP94008A.D1 | IDT 2d | Double Unequal Door Single Swing | 2110 | 1710 |  |  | 100 | L20/431 | No |  | No | Laminate | Painted Finish |  | Kick |  |  | 1 | 25
Level 4 | IP94009.D1 | IDT 2a | Double Unequal Door Single Swing | 2110 | 1480 |  | 30dB | 97 | L20/431 | Yes |  | No | Laminate | Painted Finish | IBT 08 | Kick |  |  | 1 | 3
Level 4 | IP94009A.D1 | IDT 2d | Double Unequal Door Single Swing | 2110 | 1710 |  |  | 97 | L20/431 | No |  | No | Laminate | Painted Finish |  | Kick |  |  | 1 | 25
Level 4 | IP94010.D1 | IDT 2a | Double Unequal Door Single Swing | 2110 | 1480 |  | 30dB | 97 | L20/431 | Yes |  | No | Laminate | Painted Finish | IBT 08 | Kick |  |  | 1 | 3
Level 4 | IP94010A.D1 | IDT 2d | Double Unequal Door Single Swing | 2110 | 1710 |  |  | 100 | L20/431 | No |  | No | Laminate | Painted Finish |  | Kick |  |  | 1 | 25
Level 4 | IP94011.D1 | IDT 2a | Double Unequal Door Single Swing | 2110 | 1480 |  | 30dB | 97 | L20/431 | Yes |  | No | Laminate | Painted Finish | IBT 08 | Kick |  |  | 1 | 3
Level 4 | IP94011A.D1 | IDT 2d | Double Unequal Door Single Swing | 2110 | 1710 |  |  | 100 | L20/431 | No |  | No | Laminate | Painted Finish |  | Kick |  |  | 1 | 25
Level 4 | IP94012.D1 | IDT 2a | Double Unequal Door Single Swing | 2110 | 1480 |  | 30dB | 97 | L20/431 | Yes |  | No | Laminate | Painted Finish | IBT 08 | Kick |  |  | 1 | 3
Level 4 | IP94012A.D1 | IDT 2d | Double Unequal Door Single Swing | 2110 | 1710 |  |  | 100 | L20/431 | No |  | No | Laminate | Painted Finish |  | Kick |  |  | 1 | 25
Level 4 | IP94013.D1 | IDT 2a | Double Unequal Door Single Swing | 2110 | 1480 |  | 30dB | 97 | L20/431 | Yes |  | No | Laminate | Painted Finish | IBT 08 | Kick |  |  | 1 | 3
Level 4 | IP94013A.D1 | IDT 2d | Double Unequal Door Single Swing | 2110 | 1710 |  |  | 100 | L20/431 | No |  | No | Laminate | Painted Finish |  | Kick |  |  | 1 | 25
Level 4 | IP94014.D1 | IDT 2a | Double Unequal Door Single Swing | 2110 | 1480 |  | 30dB | 97 | L20/431 | Yes |  | No | Laminate | Painted Finish | IBT 08 | Kick |  |  | 1 | 3
Level 4 | IP94014A.D1 | IDT 2d | Double Unequal Door Single Swing | 2110 | 1710 |  |  | 100 | L20/431 | No |  | No | Laminate | Painted Finish |  | Kick |  |  | 1 | 25
Level 4 | IP94015.D1 | IDT 2a | Double Unequal Door Single Swing | 2110 | 1480 |  | 30dB | 97 | L20/431 | Yes |  | No | Laminate | Painted Finish | IBT 08 | Kick |  |  | 1 | 3
Level 4 | IP94015A.D1 | IDT 2d | Double Unequal Door Single Swing | 2110 | 1710 |  |  | 100 | L20/431 | No |  | No | Laminate | Painted Finish |  | Kick |  |  | 1 | 25
Level 4 | IP94016.D1 | IDT 2a | Double Unequal Door Single Swing | 2110 | 1480 |  | 30dB | 97 | L20/431 | Yes |  | No | Laminate | Painted Finish | IBT 08 | Kick |  |  | 1 | 3
Level 4 | IP94016A.D1 | IDT 2d | Double Unequal Door Single Swing | 2110 | 1710 |  |  | 97 | L20/431 | No |  | No | Laminate | Painted Finish |  | Kick |  |  | 1 | 25
Level 4 | IP94017.D1 | IDT 2a | Double Unequal Door Single Swing | 2110 | 1480 |  | 30dB | 97 | L20/431 | Yes |  | No | Laminate | Painted Finish | IBT 08 | Kick |  |  | 1 | 3
Level 4 | IP94017A.D1 | IDT 2d | Double Unequal Door Single Swing | 2110 | 1710 |  |  | 100 | L20/431 | No |  | No | Laminate | Painted Finish |  | Kick |  |  | 1 | 25
Level 4 | IP94018.D1 | IDT 2a | Double Unequal Door Single Swing | 2110 | 1480 |  | 30dB | 97 | L20/431 | Yes |  | No | Laminate | Painted Finish | IBT 08 | Kick |  |  | 1 | 3
Level 4 | IP94018A.D1 | IDT 2d | Double Unequal Door Single Swing | 2110 | 1710 |  |  | 100 | L20/431 | No |  | No | Laminate | Painted Finish |  | Kick |  |  | 1 | 25
Level 4 | IP94019.D1 | IDT 2a | Double Unequal Door Single Swing | 2110 | 1480 |  | 30dB | 97 | L20/431 | Yes |  | No | Laminate | Painted Finish | IBT 08 | Kick |  |  | 1 | 3
Level 4 | IP94019A.D1 | IDT 2d | Double Unequal Door Single Swing | 2110 | 1710 |  |  | 100 | L20/431 | No |  | No | Laminate | Painted Finish |  | Kick |  |  | 1 | 25
Level 4 | IP94020.D1 | IDT 2a | Double Unequal Door Single Swing | 2110 | 1480 |  | 30dB | 97 | L20/431 | Yes |  | No | Laminate | Painted Finish | IBT 08 | Kick |  |  | 1 | 3
Level 4 | IP94020A.D1 | IDT 2d | Double Unequal Door Single Swing | 2110 | 1710 |  |  | 100 | L20/431 | No |  | No | Laminate | Painted Finish |  | Kick |  |  | 1 | 25
Level 4 | IP94021.D1 | IDT 2a | Double Unequal Door Single Swing | 2110 | 1480 |  | 30dB | 97 | L20/431 | Yes |  | No | Laminate | Painted Finish | IBT 08 | Kick |  |  | 1 | 3
Level 4 | IP94021A.D1 | IDT 2d | Double Unequal Door Single Swing | 2110 | 1710 |  |  | 100 | L20/431 | No |  | No | Laminate | Painted Finish |  | Kick |  |  | 1 | 25
Level 4 | IP94022.D1 | IDT 2a | Double Unequal Door Single Swing | 2110 | 1480 |  | 30dB | 97 | L20/431 | Yes |  | No | Laminate | Painted Finish | IBT 08 | Kick |  |  | 1 | 3
Level 4 | IP94022A.D1 | IDT 2d | Double Unequal Door Single Swing | 2110 | 1710 |  |  | 100 | L20/431 | No |  | No | Laminate | Painted Finish |  | Kick |  |  | 1 | 25
Level 4 | IP94023.D1 | IDT 2a | Double Unequal Door Single Swing | 2110 | 1480 |  | 30dB | 97 | L20/431 | Yes |  | No | Laminate | Painted Finish | IBT 08 | Kick |  |  | 1 | 3
Level 4 | IP94023A.D1 | IDT 2d | Double Unequal Door Single Swing | 2110 | 1710 |  |  | 100 | L20/431 | No |  | No | Laminate | Painted Finish |  | Kick |  |  | 1 | 25
Level 4 | IP94024.D1 | IDT 2a | Double Unequal Door Single Swing | 2110 | 1480 |  | 30dB | 97 | L20/431 | Yes |  | No | Laminate | Painted Finish | IBT 08 | Kick |  |  | 1 | 3
Level 4 | IP94024A.D1 | IDT 2d | Double Unequal Door Single Swing | 2110 | 1710 |  |  | 100 | L20/431 | No |  | No | Laminate | Painted Finish |  | Kick |  |  | 1 | 25
Level 4 | IP94029.D1 | IDT 2a | Double Unequal Door Single Swing | 2110 | 1480 |  |  | 97 | L20/431 | Yes |  | No | Laminate | Painted Finish | IBT 08 | Kick |  |  | 1 | 3
Level 4 | IP94029A.D1 | IDT 2d | Double Unequal Door Single Swing | 2110 | 1410 |  |  | 97 | L20/431 | No |  | No | Laminate | Painted Finish |  | Kick |  |  | 2 | 25 | Privacy seals between door leaves
Level 4 | IP94029B.D1 | IDT 1d | Single Door Single Swing | 2110 | 810 |  |  | 97 | L20/431 | No |  | No | Laminate | Painted Finish |  | Kick |  |  | 03b | 25
Level 4 | IP94032.D1 | IDT 1d | Single Door Single Swing | 2110 | 1060 | FD30S |  | 97 | L20/431 | No | Yes | No | Laminate | Painted Finish |  | Kick |  |  | 4 | 3
Level 4 | IP94033.D1 | IDT 1c | Single Door Single Swing | 2110 | 1060 |  | 30dB | 97 | L20/431 | Yes |  | No | Laminate | Painted Finish |  | Kick |  |  | 06b | 3
Level 4 | IP94035.D1 | IDT 2d | Double Unequal Door Single Swing | 2110 | 1510 |  |  | 96 | L20/431 | No |  | No | Laminate | Painted Finish |  | Kick |  |  | 17b | 6
Level 4 | IP94036.D1 | IDT 1d | Single Door Single Swing | 2110 | 1060 |  |  | 97 | L20/431 | No |  | No | Laminate | Painted Finish |  | Kick |  |  | 06b | 6
Level 4 | IP94039.D1 | IDT 1d | Single Door Single Swing | 2110 | 1060 |  |  | 97 | L20/431 | No |  | No | Laminate | Painted Finish |  | Kick |  |  | 06b | 6
Level 4 | IP94040.D1 | IDT 1c | Single Door Single Swing | 2110 | 1060 |  |  | 97 | L20/431 | Yes | Yes | No | Laminate | Painted Finish |  | Kick |  |  | 04b | 6
Level 4 | IP94041.D1 | IDT 1d | Single Door Single Swing | 2110 | 1060 |  |  | 97 | L20/431 | No |  | No | Laminate | Painted Finish |  | Kick |  |  | 06b | 6
Level 4 | IP94043.D1 | IDT 1d | Single Door Single Swing | 2110 | 1060 |  |  | 97 | L20/431 | No |  | No | Laminate | Painted Finish |  | Kick |  |  | 06b | 6
Level 4 | IP94046.D1 | IDT 1d | Single Door Single Swing | 2110 | 910 |  |  | 97 | L20/431 | No |  | No | Laminate | Painted Finish |  | Kick |  |  | 03b | 6
Level 4 | IP94048.D1 | IDT 1d | Single Door Single Swing | 2110 | 1060 |  |  | 97 | L20/431 | No |  | No | Laminate | Painted Finish |  | Kick |  |  | 06b | 6
Level 4 | IP94050.D1 | IDT 1d | Single Door Single Swing | 2110 | 810 |  |  | 97 | L20/431 | No |  | No | Laminate | Painted Finish |  | Kick |  |  | 06b | 6
Level 4 | IP94051.D1 | IDT 1d | Single Door Single Swing | 2110 | 1060 |  | 30dB | 97 | L20/431 | No |  | No | Laminate | Painted Finish |  | Kick |  |  | 06b | 3
Level 4 | IP94060.D1 | IDT 2a | Double Unequal Door Single Swing | 2110 | 1480 |  |  | 97 | L20/431 | Yes |  | No | Laminate | Painted Finish | IBT 08 | Kick |  |  | 1 | 6
Level 4 | IP94060A.D1 | IDT 2d | Double Unequal Door Single Swing | 2110 | 1510 |  |  | 97 | L20/431 | No |  | No | Laminate | Painted Finish |  | Kick |  |  | 2 | 25 | Privacy seals between door leaves
Level 4 | IP94060B.D1 | IDT 1d | Single Door Single Swing | 2110 | 810 |  |  | 97 | L20/431 | No |  | No | Laminate | Painted Finish |  | Kick |  |  | 03b | 25
Level 4 | IP94100.D1 | IDT 2c | Double Unequal Door Single Swing | 2110 | 1710 | FD30S |  | 142 | L20/431 | Yes | Yes | No | Laminate | Painted Finish |  | Kick | Delayed Close |  | 08g | 3
Level 4 | IP94101.D1 | IDT 2d | Double Unequal Door Single Swing | 2110 | 1510 |  |  | 142 | L20/431 | No |  | No | Laminate | Painted Finish |  | Kick |  |  | 17b | 6
Level 4 | IP94103.D1 | IDT 2d | Double Unequal Door Single Swing | 2110 | 1510 | FD30S |  | 97 | L20/431 | No | Yes | No | Laminate | PVC Wrapped |  | Half Height/Edge | Delayed Close |  | 08h | 3
Level 4 | IP94104.D1 | IDT 1d | Single Door Single Swing | 2110 | 1010 | FD60S |  | 142 | L20/431 | No |  | No | Laminate | Painted Finish |  | Kick |  |  | 06b | 3
Level 4 | MDE4001.D1 | IDT 2b | Double Unequal Door Single Swing | 2110 | 1510 | FD30S |  | 97 | L20/431 | Yes | Yes | No | Laminate | Painted Finish |  | Kick |  |  | 08f | 3
Level 4 | MDE4002.D1 | IDT 1c | Single Door Single Swing | 2110 | 1060 | FD60S | 30dB | 97 | L20/431 | Yes |  | No | Laminate | Painted Finish |  | Kick |  |  | 6 | 3
Level 4 | MDE4003.D1 | IDT 1c | Single Door Single Swing | 2110 | 1060 | FD60S | 30dB | 97 | L20/431 | Yes |  | No | Laminate | Painted Finish |  | Kick |  |  | 6 | 3
Level 4 | MDE4004.D1 | IDT 2b | Double Unequal Door Single Swing | 2110 | 1510 | FD60S |  | 127 | L20/431 | Yes |  | No | Laminate | Painted Finish |  | Kick |  |  | 17a | 3
Level 4 | MDE4005.D1 | IDT 2b | Double Unequal Door Single Swing | 2110 | 1510 | FD60S |  | 97 | L20/431 | Yes |  | No | Laminate | Painted Finish |  | Kick |  |  | 45 | 3
Level 4 | MDE4005.D2 | IDT 2b | Double Unequal Door Single Swing | 2110 | 1510 | FD30S |  | 122 | L20/431 | Yes |  | No | Laminate | Painted Finish |  | Kick |  |  | 17a | 3
Level 4 | MDE4006.D1 | IDT 2d | Double Unequal Door Single Swing | 2110 | 1510 |  | 30dB | 122 | L20/431 | No |  | No | Laminate | Painted Finish |  | Kick |  |  | 17b | 3
Level 4 | MDE4007.D1 | IDT 2d | Double Unequal Door Single Swing | 2110 | 1510 | FD30S | 30dB | 122 | L20/431 | No |  | No | Laminate | Painted Finish |  | Kick |  |  | 17 | 3
Level 4 | MDE4008.D1 | IDT 2d | Double Unequal Door Single Swing | 2110 | 1510 |  | 30dB | 122 | L20/431 | No |  | No | Laminate | Painted Finish |  | Kick |  |  | 17b | 3
Level 4 | MDE4009.D1 | IDT 2d | Double Unequal Door Single Swing | 2110 | 1510 |  | 30dB | 122 | L20/431 | No |  | No | Laminate | Painted Finish |  | Kick |  |  | 17b | 3
Level 4 | MDE4011.D1 | IDT 2e | Double Unequal Door Single Swing | 2110 | 1510 |  | 30dB | 97 | L20/431 | Yes |  | No | Laminate | Painted Finish | IBT 07 | Kick |  |  | 17b | 3
Level 4 | MDE4013.D1 | IDT 1d | Single Door Single Swing | 2110 | 1060 |  |  | 97 | L20/431 | No |  | No | Laminate | Painted Finish |  | Kick |  |  | 06b | 6
Level 4 | MDE4014.D1 | IDT 1d | Single Door Single Swing | 2110 | 1060 |  |  | 97 | L20/431 | No |  | No | Laminate | Painted Finish |  | Kick |  |  | 03DA | 6
Level 4 | MDE4016.D1 | IDT 1d | Single Door Single Swing | 2110 | 810 |  |  | 97 | L20/431 | No |  | No | Laminate | Painted Finish |  | Kick |  |  | 03b | 6
Level 4 | MDE4017.D1 | IDT 1d | Single Door Single Swing | 2110 | 810 |  |  | 97 | L20/431 | No |  | No | Laminate | Painted Finish |  | Kick |  |  | 03b | 6
Level 4 | MDE4018.D1 | IDT 1d | Single Door Single Swing | 2110 | 810 |  |  | 97 | L20/431 | No |  | No | Laminate | Painted Finish |  | Kick |  |  | 03b | 6
Level 4 | MDE4019.D1 | IDT 1b | Single Door Single Swing | 2110 | 1060 |  |  | 97 | L20/431 | Yes |  | No | Laminate | Painted Finish |  | Kick |  |  | 06b | 6
Level 4 | MDE4020.D1 | IDT 1d | Single Door Single Swing | 2110 | 810 |  |  | 97 | L20/431 | No |  | No | Laminate | Painted Finish |  | Kick |  |  | 03b | 6
Level 4 | MDE4022.D1 | IDT 2d | Double Unequal Door Single Swing | 2110 | 1510 | FD60S |  | 97 | L20/431 | No |  | No | Laminate | PVC Wrapped |  | Half Height/Edge | Delayed Close |  | 17c | 3
Level 4 | MDE4023.D1 | IDT 2b | Double Unequal Door Single Swing | 2110 | 1510 | FD30S |  | 122 | L20/431 | Yes |  | No | Laminate | Painted Finish |  | Kick |  |  | 17a | 3
Level 4 | PLA4101.D1 | IDT 4a | Double Door Single Swing | 2110 | 1610 | FD60S |  | 119 | L20/439 | No |  | No | Painted Finish | Painted Finish |  |  |  |  | 09a | 3
Level 4 | PLA4102.D1 | IDT 4a | Double Door Single Swing | 2110 | 1610 | FD60S |  | 119 | L20/439 | No |  | No | Painted Finish | Painted Finish |  |  |  |  | 09a | 3
Level 4 | PLA4103.D1 | IDT 1d | Single Door Single Swing | 2110 | 1010 |  |  | 119 | L20/439 | No |  | No | Painted Finish | Painted Finish |  |  |  |  | 09b | 6
Level 4 | PLA4106.D1 | IDT 1d | Single Door Single Swing | 2110 | 1010 |  |  | 97 | L20/439 | No |  | No | Painted Finish | Painted Finish |  |  |  |  | 09b | 6
Level 4 | PLA4110.D1 | IDT 4a | Double Door Single Swing | 2110 | 1610 | FD60S |  | 119 | L20/439 | No |  | No | Painted Finish | Painted Finish |  |  |  |  | 09a | 3
Level 4 | PLA4111.D1 | IDT 4a | Double Door Single Swing | 2110 | 1610 | FD60S |  | 119 | L20/439 | No |  | No | Painted Finish | Painted Finish |  |  |  |  | 09a | 3
Level 4 | PLA4112.D1 | IDT 1d | Single Door Single Swing | 2110 | 1010 |  |  | 119 | L20/439 | No |  | No | Painted Finish | Painted Finish |  |  |  |  | 09b | 6
Level 4 | PLA4113.D2 | IDT 3d | Double Door Single Swing | 2110 | 1910 | FD30S |  | 97 | L20/439 | No |  | No | Painted Finish | Painted Finish |  | Kick |  |  | 7 | 3
Level 4 | PLA4114.D1 | IDT 2d | Double Unequal Door Single Swing | 2110 | 1510 | FD30S |  | 97 | L20/439 | No |  | No | Painted Finish | Painted Finish |  | Kick |  |  | 17 | 3
Level 4 | PLA4115.D1 | IDT 4a | Double Door Single Swing | 2110 | 1810 | FD60S |  | 119 | L20/439 | No |  | No | Painted Finish | Painted Finish |  |  |  |  | 09a | 3
Level 4 | PLA4116.D1 | IDT 4a | Double Door Single Swing | 2110 | 1810 | FD60S |  | 119 | L20/439 | No |  | No | Painted Finish | Painted Finish |  |  |  |  | 09a | 3
Level 4 | PLA4117.D1 | IDT 1d | Single Door Single Swing | 2110 | 1010 |  |  | 119 | L20/439 | No |  | No | Painted Finish | Painted Finish |  |  |  |  | 09b | 6
Level 4 | PLA4118.D1 | IDT 4a | Double Door Single Swing | 2110 | 1610 | FD60S |  | 119 | L20/439 | No |  | No | Painted Finish | Painted Finish |  |  |  |  | 09a | 3
Level 4 | PLA4119.D1 | IDT 3d | Double Door Single Swing | 2110 | 2110 | FD30S |  | 119 | L20/439 | No |  | No | Painted Finish | Painted Finish |  | Kick |  |  | 7 | 3
Level 4 | PLA4120.D1 | IDT 3d | Double Door Single Swing | 2110 | 2110 | FD30S |  | 119 | L20/439 | No |  | No | Painted Finish | Painted Finish |  | Kick |  |  | 7 | 3
Level 4 | PLA4121.D1 | IDT 3d | Double Door Single Swing | 2110 | 2110 | FD30S |  | 119 | L20/439 | No |  | No | Painted Finish | Painted Finish |  | Kick |  |  | 7 | 3
Level 4 | PLA4122.D1 | IDT 3d | Double Door Single Swing | 2110 | 2110 | FD30S |  | 119 | L20/439 | No |  | No | Painted Finish | Painted Finish |  | Kick |  |  | 7 | 3
Level 4 | PLA4122.D2 | IDT 3d | Double Door Single Swing | 2110 | 1910 | FD30S |  | 97 | L20/439 | No |  | No | Painted Finish | Painted Finish |  | Kick |  |  | 7 | 3
Level 4 | PLA4201.D1 | IDT 4a | Double Door Single Swing | 2110 | 1810 | FD60S |  | 119 | L20/439 | No |  | No | Painted Finish | Painted Finish |  |  |  |  | 09a | 3
Level 4 | PLA4203.D1 | IDT 4a | Double Door Single Swing | 2110 | 1810 | FD60S |  | 119 | L20/439 | No |  | No | Painted Finish | Painted Finish |  |  |  |  | 09a | 3
Level 4 | PLA4204.D1 | IDT 4a | Double Door Single Swing | 2110 | 1610 | FD60S |  | 119 | L20/439 | No |  | No | Painted Finish | Painted Finish |  |  |  |  | 09a | 3
Level 4 | PLA4206.D1 | IDT 4a | Double Door Single Swing | 2110 | 2318 | FD60S |  | 97 | L20/439 | No |  | No | Painted Finish | Painted Finish |  |  |  |  | 09a | 3
Level 4 | PLA4208.D1 | IDT 4a | Double Door Single Swing | 2110 | 1610 | FD60S |  | 119 | L20/439 | No |  | No | Painted Finish | Painted Finish |  |  |  |  | 09a | 3
Level 4 | PLA4209.D1 | IDT 4a | Double Door Single Swing | 2110 | 1610 | FD60S |  | 119 | L20/439 | No |  | No | Painted Finish | Painted Finish |  |  |  |  | 09a | 3
Level 4 | PLA4210.D1 | IDT 4a | Double Door Single Swing | 2110 | 1810 | FD60S |  | 119 | L20/439 | No |  | No | Painted Finish | Painted Finish |  |  |  |  | 09a | 3
Level 4 | PLA4212.D1 | IDT 4a | Double Door Single Swing | 2110 | 2318 | FD60S |  | 97 | L20/439 | No |  | No | Painted Finish | Painted Finish |  |  |  |  | 09a | 3
Level 4 | PLA4213.D1 | IDT 4a | Double Door Single Swing | 2110 | 1410 | FD60S |  | 119 | L20/439 | No |  | No | Painted Finish | Painted Finish |  |  |  |  | 09a | 3
Level 4 | PLA4213.D2 | IDT 4a | Double Door Single Swing | 2110 | 1410 | FD60S |  | 119 | L20/439 | No |  | No | Painted Finish | Painted Finish |  |  |  |  | 09a | 3
Level 4 | PLA4213.D3 | IDT 4a | Double Door Single Swing | 2110 | 1410 | FD60S |  | 119 | L20/439 | No |  | No | Painted Finish | Painted Finish |  |  |  |  | 09a | 3
Level 4 | PLA4214.D1 | IDT 1d | Single Door Single Swing | 2110 | 1010 | FD60S |  | 119 | L20/439 | No |  | No | Painted Finish | Painted Finish |  |  |  |  | 9 | 3
Level 4 | PLA4216.D1 | IDT 4a | Double Door Single Swing | 2110 | 1810 | FD60S |  | 119 | L20/439 | No |  | No | Painted Finish | Painted Finish |  |  |  |  | 09a | 3
Level 4 | PLA4217.D1 | IDT 4a | Double Door Single Swing | 2110 | 1810 | FD60S |  | 97 | L20/439 | No |  | No | Painted Finish | Painted Finish |  |  |  |  | 09a | 3
Level 4 | PLA4301.D1 | IDT 4a | Double Door Single Swing | 2110 | 1610 | FD60S |  | 142 | L20/439 | No |  | No | Painted Finish | Painted Finish |  |  |  |  | 09a | 3
Level 4 | PLA4303.D1 | IDT 3d | Double Door Single Swing | 2110 | 1810 | FD60S | 35dB | 127 | L20/439 | No |  | No | Painted Finish | Painted Finish |  | Kick |  |  | 7 | 3 | Over Bund Wall
Level 4 | PLA4304.D1 | IDT 4a | Double Door Single Swing | 2110 | 1810 | FD60S |  | 173 | L20/439 | No |  | No | Painted Finish | Painted Finish |  |  |  |  | 09a | 3
Level 4 | PLA4305.D1 | IDT 4a | Double Door Single Swing | 2110 | 1810 | FD60S |  | 119 | L20/439 | No |  | No | Painted Finish | Painted Finish |  |  |  |  | 09a | 3
Level 4 | PLA4306.D1 | IDT 4a | Double Door Single Swing | 2110 | 1410 | FD60S |  | 119 | L20/439 | No |  | No | Painted Finish | Painted Finish |  |  |  |  | 09a | 3
Level 4 | PLA4307.D1 | IDT 2d | Double Unequal Door Single Swing | 2110 | 1510 | FD60S | 35dB | 97 | L20/439 | No |  | No | Painted Finish | Painted Finish |  | Kick |  |  | 17 | 3 | Over Bund Wall
Level 5 | ICT5001.D1 | IDT 4a | Double Door Single Swing | 2110 | 1810 | FD60S |  | 142 | L20/439 | No | Yes | No | Painted Finish | Painted Finish |  |  |  |  | 08l | 3
Level 5 | ICT5002.D1 | IDT 4a | Double Door Single Swing | 2110 | 1810 | FD60S |  | 142 | L20/439 | No | Yes | No | Painted Finish | Painted Finish |  |  |  |  | 08l | 3
Level 5 | ICT5003.D1 | IDT 4a | Double Door Single Swing | 2110 | 1810 | FD60S |  | 142 | L20/439 | No | Yes | No | Painted Finish | Painted Finish |  |  |  |  | 08l | 3
Level 5 | PLA5201.D1 | IDT 3d | Double Door Single Swing | 2110 | 1810 | FD30S |  | 142 | L20/439 | No |  | No | Painted Finish | Painted Finish |  | Kick |  |  | 07a | 3
Level 5 | PLA5204.D1 | IDT 3d | Double Door Single Swing | 2110 | 1810 | FD30S |  | 142 | L20/439 | No |  | No | Painted Finish | Painted Finish |  | Kick |  |  | 07a | 3
Level 5 | PLA5206.D1 | IDT 4a | Double Door Single Swing | 2110 | 1210 |  |  | 142 | L20/439 | No |  | No | Painted Finish | Painted Finish |  |  |  |  | 42a | 6
Level U | HFM0001.D1 | IDT 1d | Single Door Single Swing | 2110 | 1060 | FD30S |  | 97 | L20/439 | No |  | No | Painted Finish | Painted Finish | No | Kick |  |  | 5
Level U | HFM0004.D1 | IDT 1d | Single Door Single Swing | 2110 | 1060 | FD30S |  | 97 | L20/439 | No |  | No | Painted Finish | Painted Finish | No | Kick |  |  | 5
Level U | HFM0005.D1 | IDT 1d | Single Door Single Swing | 2110 | 1060 |  |  | 97 | L20/439 | No |  | No | Painted Finish | Painted Finish | No | Kick |  |  | 06b
Level U | HFM0006.D1 | IDT 1d | Single Door Single Swing | 2110 | 1060 |  |  | 97 | L20/439 | No |  | No | Painted Finish | Painted Finish | No | Kick |  |  | 06b
Level U | HFM0007.D1 | IDT 1d | Single Door Single Swing | 2110 | 1060 |  |  | 97 | L20/439 | No |  | No | Painted Finish | Painted Finish | No | Kick |  |  | 06b
Level U | HFM0008.D1 | IDT 1d | Single Door Single Swing | 2110 | 1060 | FD30S |  | 97 | L20/439 | No |  | No | Painted Finish | Painted Finish | No | Kick |  |  | 5
Level U | HFM0009.D1 | IDT 1d | Single Door Single Swing | 2110 | 1060 |  |  | 97 | L20/439 | No |  | No | Painted Finish | Painted Finish | No | Kick |  |  | 06b
Level U | HFM0010.D1 | IDT 1d | Single Door Single Swing | 2110 | 1060 |  |  | 97 | L20/439 | No |  | No | Painted Finish | Painted Finish | No | Kick |  |  | 06b
Level U | HFM0011.D1 | IDT 1d | Single Door Single Swing | 2110 | 1060 |  |  | 97 | L20/439 | No |  | No | Painted Finish | Painted Finish | No | Kick |  |  | 05a
Level U | HFM0011.D2 | IDT 1d | Single Door Single Swing | 2110 | 710 |  |  | 97 | L20/439 | No |  | No | Painted Finish | Painted Finish | No | Kick |  |  | 03b
Level U | HFM0011.D3 | IDT 1d | Single Door Single Swing | 2110 | 710 |  |  | 97 | L20/439 | No |  | No | Painted Finish | Painted Finish | No | Kick |  |  | 03b
Level U | HFM0011A.D1 | IDT 1d | Single Door Single Swing | 2110 | 710 |  |  | 97 | L20/439 | No |  | No | Painted Finish | Painted Finish | No | Kick |  |  | 03b
Level U | HFM0011B.D1 | IDT 1d | Single Door Single Swing | 2110 | 710 |  |  | 97 | L20/439 | No |  | No | Painted Finish | Painted Finish | No | Kick |  |  | 03b
Level U | HFM0018.D1 | IDT 1d | Single Door Single Swing | 2110 | 1060 |  |  | 97 | L20/439 | No |  | No | Painted Finish | Painted Finish | No | Kick |  |  | 06b
Level U | HFM0020.D1 | IDT 1d | Single Door Single Swing | 2110 | 1060 |  |  | 97 | L20/439 | No |  | No | Painted Finish | Painted Finish | No | Kick |  |  | 06b
Level B | PLAB412.D1 | IDT 1d | Single Door Single Swing | 2110 | 1060 | FD60S |  | 142 | L20/439 | No |  | No | Painted Finish | Painted Finish | No | Kick |  |  | 6
Level B | PLAB416.D1 | IDT 1d | Single Door Single Swing | 2110 | 1060 | FD60S |  | 97 | L20/439 | No |  | No | Painted Finish | Painted Finish | No | Kick |  |  | 05b | On bund wall

## Sheet1
QUES | ANS
1 | Bouerdaux
2 | Lyon | Marseille
3
4 | 16 | 18
5
6 | The NotreDam
7 | Charles Du Goul
8 | Forts
9
10
11
12
13 | Drinks water
14 | sitting in an opera theatre
15
16
17 | aquapastels
18
19 | France
20
21
22 | FALSE
23 | Shakespeare
24 | USA
25

## SetRefsInternal
Set ref | DoorType | Leaf | Swing | Fire | Xray | PowerCloserDelay | PullOrLever | Lock | SlaveLeafBolted | AccessControl | Direction | KickPlate | Mid‐rail | FingerProtection | TypicalUses | SetDetails
1 |  | 1.5 | Single |  |  |  | Lever |  | Flush |  |  | 1 side |  |  | Bedroom; 4 bed bay | As LSL
01* |  | 1.5 | Single |  |  |  | Lever |  | Flush |  |  | 1 side |  |  |  | New set - as 01 but SSS kickplates changed to PVC
01FP |  | 1.5 | Single |  |  |  | Lever |  | Flush |  |  | 1 side |  | FP | CLD Bedroom | As LSL
01aFP |  | 2 | Single |  |  |  | Lever |  | Flush |  |  | 1 side |  | FP | CLD Bedroom | Not Required
2 |  | 1.5 | Single |  |  |  | Lever | Bathroom | Flush |  |  | 1 side |  |  | En-suite | As LSL
02FP |  | 1.5 | Single |  |  |  | Lever | Bathroom | Flush |  |  | 1 side |  | FP | CLD En-suite | As LSL
02a |  | 1.5 | Single |  |  |  | Lever | Bathroom | Extended flush |  |  | 1 side |  |  | Bariatric En-suite | New set - As LSL 02 but top flush bolt changed to 600mm long and with extended bolt length
02aFP |  | 1.5 | Single |  |  |  | Lever | Bathroom | Extended flush |  |  | 1 side |  | FP | CLD Bariatric En-suite | New set - As LSL 02FP but top flush bolt changed to 600mm long and with extended bolt length
3 |  | 1 | Single |  |  | Closer | Lever | Bathroom |  |  |  | 1 side |  |  | WCs in public areas | As LSL
03FP |  | 1 | Single |  |  | Closer | Lever | Bathroom |  |  |  | 1 side |  | FP | CAU/CLD WCs in public areas | As LSL
03DA |  | 1 | Single |  |  | Delay | Lever | Bathroom |  |  |  | 1 side |  |  | Disabled WCs in public areas | New set - As LSL 03 but closer changed to delayed action type. Disabled WC sign
03DAFP |  | 1 | Single |  |  | Delay | Lever | Bathroom |  |  |  | 1 side |  | FP | Disabled WCs in public areas (Childrens) | New set - As LSL 03FP but closer changed to delayed action type. Disabled WC sign
03b |  | 1 | Single |  |  |  | Lever | Bathroom |  |  |  | 1 side |  |  | WCs no closer | As LSL
03bFP |  | 1 | Single |  |  |  | Lever | Bathroom |  |  |  | 1 side |  | FP | CAU/CLD WCs | As LSL
03g |  | 1 | Single |  |  |  | Lever |  |  |  |  | 1 side |  |  | En-suite WCs in single bedroom (CCU) | New set - as 03b with latch in place of bathroom lock; minus bathroom indicator & extended turn
03gFP |  | 1 | Single |  |  |  | Lever |  |  |  |  | 1 side |  | FP | En-suite WCs in single bedroom (Children's) | New set - as 03bFP with latch in place of bathroom lock; minus bathroom indicator & extended turn
03c |  | 1 | Single | Fire |  | Closer | Lever | Bathroom | [6 empty] | pvc-wrapped | New set - As LSL 03 minus kickplate plus Fire Door Keep Shut signs
03dDA |  | 1 | Single | Fire |  | Delay | Lever | Bathroom |  |  |  | 1 side |  |  | Changing Places | New set - As 03DA plus Fire Door Keep Shut signs
03e |  | 1 | Single |  |  |  | Lever | Bathroom | [6 empty] | WCs no closer; pvc-wrapped | New set - As LSL 03b minus kick plate
03f |  | 1 | Single | Fire |  | Closer | Lever | Bathroom |  |  |  | 1 side |  |  |  | New set - As 03c plus kickplate
4 |  | 1 | Single | Fire |  | Closer | Pull |  |  | Maglock | In | 1 side |  |  | CU; Pantry; ward circulation | As LSL but kickplate changed to 400mm high
04FP |  | 1 | Single |  |  | Closer | Pull |  |  | Maglock | In | 1 side |  | FP | CU | Not required
04a |  | 1 | Single | Fire |  | Backcheck | Pull |  |  | Maglock | In | 1 side |  |  |  | As LSL but kickplate changed to 400mm high
04b* |  | 1 | Single |  |  | Closer | Pull | Lock |  | Maglock | In | 1 side |  |  | CU/Store | New set - As revised 04 minus Fire Door Keep Shut signs
04b |  | 1 | Single |  |  | Closer | Pull | Lock |  | Maglock | In | 1 side |  |  |  | New set - as 04b but SSS kickplate changed to PVC
5 |  | 1 | Single | Fire |  | Closer | Pull | Lock |  |  |  | 1 side |  |  | DU; Store | As LSL
05DA |  | 1 | Single | Fire |  | Delay | Pull | Lock |  |  |  | 1 side |  |  |  | As LSL
05FP |  | 1 | Single | Fire |  | Closer | Pull | Lock |  |  |  | 1 side |  | FP | DU; Store | Not required
05a |  | 1 | Single |  |  | Closer | Pull | Lock |  |  |  | 1 side |  |  |  | New set - As LSL 05 minus Fire Door Keep Shut signs
05a* |  | 1 | Single |  |  | Closer | Pull | Lock |  |  |  | 1 side |  |  |  | New set - As LSL 05a but pvc kick plate in place of stainless steel
05aDA |  | 1 | Single |  |  | Delay | Pull | Lock |  |  |  | 1 side |  |  |  | New set - As LSL 05DA minus Fire Door Keep Shut signs
05aDA* |  | 1 | Single |  |  | Delay | Pull | Lock |  |  |  | 1 side |  |  |  | New set - As LSL 05aDA but pvc kick plate in place of stainless steel
05b |  | 1 | Single | Fire |  | Closer | Pull | [7 empty] | L5 Plant | New set - As LSL 05 minus lockcase, cylinder, escutcheons, kickplate
05bDA |  | 1 | Single | Fire |  | Delay | Pull | Lock | [6 empty] | pvc-wrapped | New set - As LSL 05DA minus kickplate
05c |  | 1 | Single |  |  | Closer | Pull | Lock | [7 empty] | New set - As 05a minus kickplate
05cDA |  | 1 | Single |  |  | Delay | Pull | Lock | [6 empty] | pvc-wrapped | New set - As 05aDA minus kickplate
05cDA+ |  | 1 | Single |  |  | Delay | Pull | Lock | [6 empty] | pvc-wrapped | New set - as 05cDA but closer power upgraded to 2/6
05d |  | 1 | Single |  |  | Closer | Pull |  |  |  |  | 1 side |  |  |  | New set - As 05a minus lockcase, cylinder, escutcheons plus M/F symbol
6 |  | 1 | Single | Fire |  | Closer | Lever | Lock |  |  |  | 1 side |  |  | Consult/Exam; Office; Treatment; Cleaner | As LSL
06a |  | 1 | Single | Fire |  | Closer | Lever | Lock | [6 empty] | pvc-wrapped | New set - As LSL 06 minus kickplate
06b |  | 1 | Single |  |  |  | Lever | Lock |  |  |  | 1 side |  |  | Consult/Exam; Office; Treatment; Cleaner; Linen; DU; Store; Beverage | As LSL
06bFP |  | 1 | Single |  |  |  | Lever | Lock |  |  |  | 1 side |  | FP | CAU/CLD Consult/Exam; Office; Treatment; Interview | As LSL
06bGLA |  | 1 | Single |  |  |  | Lever | Narrow Lock | [6 empty] | Fully-glazed aluminium framed doors in glazed screens - ADM Office | Not required
06c |  | 1 | Single |  |  |  | Lever | Lock | [6 empty] | pvc-wrapped/half-height pvc(INT Corridor, Office, Cleaner, Store) | New set - As LSL 06b minus kickplate
06d |  | 1 | Single | Fire |  | Closer | Lever |  |  |  |  | 1 side |  |  | MAT bedrooms | New set - As LSL 06 minus lockcase, cylinder, escutcheons, plus lathcase
06FP |  | 1 | Single | Fire |  | Closer | Lever | Lock |  |  |  | 1 side |  | FP | Consult; Exam; Offices; Treatment | Not required
7 |  | 2 | Single | Fire |  | Closer | Pull | Lock | Flush |  |  | 1 side |  |  | Plant | As LSL minus 1no closer, 1no pull handle, 2no Fire Door Keep shut signs, 1no pushplate plus 2no Fire Door Keep Locked signs
07a |  | 2 | Single | Fire |  | Closer | Pull |  | Flush |  |  | 1 side |  |  | Plant (on escape route) | New set - As LSL 07 minus lockcase, cylinder, escutcheons
07b |  | 2 | Single | Fire |  | Closer | Pull | Lock | Flush |  |  | 1 side |  |  | Plant | New set - As 07 but 1 no. 200mm flushbolt changed to 600mm flushbolt
8 |  | 1.5 | Single | Fire |  | Closer | Pull |  | Flush | Maglock | In | 1 side |  |  |  | As LSL
08DA |  | 1.5 | Single | Fire |  | Delay | Pull |  | Flush | Maglock | In | 1 side |  |  |  | Not Required
08*DA |  | 1.5 | Single | Fire |  | Delay | Pull |  | Flush | Maglock | In | 1 side |  |  |  | New set - as 08DA but SSS kickplates changed to PVC
08FP |  | 1.5 | Single |  |  | Closer | Pull |  | Flush | Maglock | Out | 1 side |  | FP |  | As LSL minus Z&L bracket
08b |  | 1.5 | Single |  |  | Closer | Pull | Lock | Flush | Maglock | Out | 1 side |  |  | Pharmacy | As LSL plus lockcase, cylinder, escutcheons
08b* |  | 1.5 | Single |  |  | 2 Closers | Pull |  |  | Double maglock | Out | 1 side |  |  |  | New set - as 08b but SSS kickplates changed to PVC
08c |  | 1.5/2 | Single | Fire |  |  | 2 Pulls | Digilock | Flush | Maglock | Out |  |  |  | CCR | As LSL minus closer, kickplates and pushplate plus digital keypad mechanical lock; back-to-back pull handles. (Digilock on LH leaf; flushbolts and pull handles on RH leaf, all viewed from pull side)
08d |  | 1.5 | Single | Fire |  | Closer | Pull | Lock | Flush | Maglock | Out | 1 side |  |  |  | Not required
08dDA |  | 1.5 | Single | Fire |  | Delay | Pull | Lock | Flush | Maglock | Out | 1 side |  |  |  | Not Required
08e |  | 1.5 | Single |  |  | Closer | Pull | Lock | Flush | Maglock | In | 1 side |  |  | Decontamination | New set - As revised 08FP minus finger protector plus lockcase, cylinder, escutcheons, Z&L bracket
08f |  | 1.5 | Single | Fire |  | Closer | Pull |  | Flush | Maglock | Out | 1 side |  |  | Leaf and half door on escape route with access control | New set - As LSL 08 minus Z&L bracket, flushbolts and sockets; plus additional closer; maglock changed to double maglock
08fDA |  | 1.5 | Single | Fire |  | 2 Delay | Pull |  |  | Maglock | Out | 1 side |  |  |  | New set - As LSL 08 minus Z&L bracket and closer changed to delayed action type
08g |  | 1.5 | Single | Fire |  | Delay | Pull |  | Flush | Maglock | In | 1 side | 1 side |  | Regen Kitchen | New set - As 08DA but SSS kickplates changed to PVC plus 1no 900x200 & 1no 400x200 PVC midplates
08h |  | 1.5 | Single | Fire |  | Delay | Pull | Lock | Flush | Maglock | In |  |  |  | Disposals (half-height pvc) | New set - As 08g minus lockcase, cylinder, escutcheons, midplates, kickplates
08jDA |  | 1.5 | Single | Fire |  | Delay | Pull | Lock | Flush | Maglock | Out | 1 side | 1 side |  |  | New set - As 08dDA but SSS kickplates changed to PVC plus 1no 900x200 & 1no 400x200 PVC midplates
08k |  | 1.5 | Single |  |  | 2 Closers | Pull |  |  | Double maglock | In | 1 side |  |  |  | New set - As LSL 08 minus Fire Door Keep Shut and Fire Door Keep Locked signs, minus flushbolts; maglock changed to double maglock; additional closer
08l |  | 2 | Single | Fire |  |  | 2 Pulls |  | Flush | Maglock | Out |  |  |  | ECRs, CCR-UPS | New set - As LSL 08c minus closer, bolt through pull handle, kick and push plates; plus pull handle each side of both leaves (Flushbolts on RH leaf viewed from pull side)
08m |  | 1.5 | Single |  |  | 2 Delay | Pull |  |  | Double maglock | In | 1 side |  |  |  | New set - As 08k but closer changed to delayed action type
08n |  | 1.5 | Single |  |  | 2 Delay | Pull |  |  | Double maglock | Out | 1 side |  |  |  | New set - as 08m but direction = Out
08DAFP |  | 1.5 | Single | Fire |  | Closer |  |  | Flush | Maglock | In | 1 side |  | FP |  | Not required
08p |  | 1.5 | Single |  |  | 2 Closers | Pull | Lock | Flush | Double maglock | Out | 1 side |  |  | PHA0022.D1 | New set - as set 08b with additional closer and maglock changed to double type
08q |  | 1.5 | Single |  |  | Closer | Pull |  | Flush | Maglock | In | 1 side |  |  | MDE3008.D1, MDE3009.D1, MDE3011.D1 | New set - as LSL 08 minus fire door signs
9 |  | 1 | Single | Fire |  |  | Cylinder | Lock | [6 empty] | Riser | As LSL
09a |  | 2 | Single | Fire |  |  | Cylinder | Lock | Flush | [5 empty] | Riser; EDC | As LSL Plus door ID disc
09b |  | 1 | Single |  |  |  | Cylinder | Lock | [6 empty] | Service cupboard | New set - as set 09 minus Fire Door Keep Locked sign
09c |  | 1.5 | Single |  |  |  | Cylinder | Lock | Flush | [5 empty] | Lobby to risers | New set - as set 09a minus Fire Door Keep Locked signs
11 |  | 2 | Single | Fire |  | 2 Closers | 2 Pulls |  |  | Double Maglock | Out | 1 side |  |  | Cross corridor | As LSL
11* |  | 2 | Single | Fire |  | 2 Closers | 2 Pulls |  |  | Double Maglock | Out | 1 side |  |  | Cross corridor | New set - as LSL 11 but SSS kickplates changed to PVC
11DA |  | 2 | Single | Fire |  | 2 Delay | 2 Pulls |  |  | Double Maglock | Out | 1 side |  |  |  | New set - As LSL 11* but closer changed to delayed action type
11FP |  | 2 | Single | Fire |  | 2 Closers | 2 Pulls |  |  | Double Maglock | In | 1 side |  |  | Cross corridor | Not required
11DAFP |  | 2 | Double | Fire |  | Springs |  |  |  | Solenoid | Double | 2 sides |  | FP |  | Not required
11aFP |  | 2 | Single | Fire |  | 2 Closers | 2 Pulls |  |  | Double Maglock | Out | 1 side |  | FP | Cross corridor | Not required
11b |  | 2 | Double | Fire |  | RS Springs |  |  |  | Solenoid | Double | 2 sides |  |  |  | Not required
11b* |  | 2 | Double | Fire |  | RS Springs |  |  |  | Solenoid | Double | 2 sides |  |  |  | New set - as revised set 11 but SSS kickplates changed to PVC
11bFP |  | 2 | Double | Fire |  | RS Springs |  |  |  | Solenoid | Double | 2 sides |  | FP |  | As LSL but floor springs changed to reduced speed type and SSS kickplates changed to PVC
11c |  | 2 | Single | Fire |  | 2 Backcheck | 2 Pulls |  |  | Double Maglock | Out | 1 side |  |  |  | Not required
11d |  | 2 | Single | Fire |  | 2 Closers | 2 Pulls |  |  | Double Maglock | In | 1 side |  |  |  | As LSL
11dFP |  | 2 | Single | Fire |  | 2 Closers | 2 Pulls |  |  | Double Maglock | In | 1 side |  | FP |  | New set - as 11d plus finger protection
11d* |  | 2 | Single | Fire |  | 2 Closers | 2 Pulls |  |  | Double Maglock | In | 1 side |  |  |  | New set - As 11d but SSS kickplates changed to PVC
11dDA |  | 2 | Single | Fire |  | 2 Delay | 2 Pulls |  |  | Double Maglock | In | 1 side |  |  |  | As LSL but kickplates changed from SSS to PVC
11eDA |  | 2 | Single | Fire |  | 2 Delay | 2 Pulls |  |  | Double Maglock | Out |  |  |  | (half height pvc) | New set - As 11DA minus kickplates
11fDA |  | 2 | Single | Fire |  | 2 Delay | 2 Pulls | Lock |  | Double Maglock | Out | 1 side |  |  |  | New set - As 11DA plus lockcase, cylinder, escutcheons, 2no 900x200 PVC midplates
11gDA |  | 2 | Single |  |  | 2 Delay | 2 Pulls |  |  | Double Maglock | In |  |  |  | (half height pvc) | New set - As LSL 11d but closer changed to delayed action minus kickplates, Fire Door Keep shut signs
11hDA |  | 2 | Single |  |  | 2 Delay | 2 Pulls |  |  | Double Maglock | In | 1 side | 1 side |  |  | New set - As LSL 11d* but closer changed to delayed action plus PVC midplates minus Fire Door Keep Shut signs
11j |  | 2 | Double | Fire |  | RS Springs |  |  |  | Solenoid | Double |  |  |  | (half height pvc or pvc-wrapped) | New set - As revised 11b minus kickplates
11k |  | 2 | Double | Fire |  | RS Springs |  |  |  | Solenoid | Double | 2 sides | 2 sides |  |  | New set - As revised 11b plus 4no 900x200 PVC midplates
11l |  | 2 | Double |  |  | Springs |  |  |  | Solenoid | Double | 2 sides |  |  |  | New set - As revised 11b but standard speed floor springs minus Fire Door Keep Shut signs
11m |  | 2 | Single | Fire |  | 2 Delay | 2 Pulls |  |  | Double Maglock | In |  |  |  | (half height pvc) | New set - As LSL 11dDA minus kickplates
11n |  | 2 | Single | Fire |  | 2 Delay | 2 Pulls |  |  | Solenoid | Secure both sides | 1 side | 1 side |  |  | Not required
11p |  | 2 | Single | Fire |  | 2 Delay | 2 Pulls |  |  | Double Maglock | In | 1 side | 1 side |  |  | New set - As LSL 11dDA plus 2no 900x200 PVC midplates
11q |  | 2 | Single |  |  | 2 Delay | 2 Pulls |  |  | Double Maglock | Out | 1 side | 1 side |  |  | New set - As 11DA minus Fire Door Keep Shut signs; SSS kick and midplates changed to PVC
11r |  | 2 | Double |  |  | RS Springs |  |  |  | Solenoid | Double | 2 sides | 2 sides |  |  | New set - As 11k minus Fire Door Keep Shut signs
11s |  | 2 | Single | Fire |  | 2 Delay | 2 Pulls |  |  | Solenoid | Secure both sides |  |  |  | (half-height pvc) | Not Required
11t |  | 2 | Single | Fire |  | 2 Delay | 2 Pulls |  |  | Double Maglock | Out | 1 side | 1 side |  |  | New set - as 11DA plus PVC mid-plates
11u |  | 2 | Single | Fire |  | 2 Delay | 2 Pulls |  |  | Solenoid | Secure both sides | 1 side |  |  |  | Not required
11u*FP |  | 2 | Single | Fire |  | 2 Delay | 2 Pulls |  |  | Double Maglock | Out | 1 side |  | FP |  | Set details as set 11DA but finger protection added
11v |  | 2 | Double | Fire |  | HO Springs |  |  |  | Solenoid | Double | 2 sides |  |  |  | New set - as set 11b but hold open springs in place of reduced speed springs
12 |  | 2 | Single | Fire |  | HO closers | 2 Pulls |  |  |  |  | 1 side |  |  | Cross corridor | As LSL
12* |  | 2 | Single | Fire |  | HO closers | 2 Pulls |  |  |  |  | 1 side |  |  | Cross corridor | New set - as 12 but SSS kickplates changed to PVC
12*FP |  | 2 | Single | Fire |  | HO closers | 2 Pulls |  |  |  |  | 1 side |  |  |  | New set - as 12* plus finger protection
12FP |  | 2 | Single | Fire |  | HO closers | 2 Pulls |  |  |  |  | 1 side |  | FP |  | As LSL but SSS kick changed to PVC
12aFP |  | 2 | Double | Fire |  | HO springs |  | Lock | Flush |  |  | 1 side | 1 side | FP | Cross corridor | Not required
12b |  | 2 | Double | Fire |  | HO springs | [5 empty] | 2 sides | 2 sides |  | Cross corridor | As LSL but SSS kick and mid plates changed to PVC
12bFP |  | 2 | Double | Fire |  | HO springs | [5 empty] | 2 sides |  | FP |  | As LSL minus midplates and SSS kickplates changed to PVC
12c |  | 2 | Single | Fire |  | HO closers | 2 Pulls |  |  |  |  | 1 side | 1 side |  | Cross corridor | New set - As LSL 12 but SSS kickplates changed to PVC plus 2no 900x200 PVC midplates
12d |  | 2 | Single | Fire |  | HO closers | 2 Pulls | [7 empty] | Cross corridor (half height pvc) | New set - As LSL 12 minus kickplates
12e |  | 2 | Double | Fire |  | HO springs | [5 empty] | 2 sides |  |  | Cross corridor | New set - As LSL 12b minus midplates
12e* |  | 2 | Double | Fire |  | HO springs | [5 empty] | 2 sides |  |  | Cross corridor | New set - as 12e but SSS kickplates changed to PVC
12f |  | 2 | Double | Fire |  | HO springs | [8 empty] | Cross corridor (half height pvc) | New set - As LSL 12b minus kickplates , midplates
12g |  | 2 | Double |  |  | HO springs | [5 empty] | 2 sides |  |  | Cross corridor, between wards with no FR | New set - as set 12e* minus connection to fire alarm and reference to fire door in signs
13a |  | 2 | Single |  |  | 2 Delay | 2 Pulls | Lock | Flush | [5 empty] | INT (pvc-wrapped) | As LSL minus kickplates, Fire Door Keep Shut signs
13a+ |  | 2 | Single |  |  | 2 Delay | 2 Pulls | Lock | Flush | [5 empty] | INT (pvc-wrapped) | New set - as 13a but closer power upgraded to 2/6
13b |  | 2 | Single | Fire | X-ray | 2 Delay | 2 Pulls | Lock | Surface | [5 empty] | INT (pvc-wrapped) | As LSL minus kickplates plus door selector, 4no Fire Door Keep shut signs
13c |  | 2 | Single |  | X-ray | 2 Delay | 2 Pulls | Lock | Surface | [5 empty] | INT (pvc-wrapped) | New set - As revised 13b minus Fire Door Keep Shut signs
13c+ |  | 2 | Single |  | X-ray | 2 Delay | 2 Pulls | Lock | Surface | [5 empty] | INT (pvc-wrapped) | New set - as 13c but closer power upgraded to 2/6
16 |  | 1 | Single |  |  |  | Lever |  |  |  |  | 1 side |  |  | Quiet | As LSL
16GLA |  | 1 | Single |  |  |  | Lever | [7 empty] | Fully-glazed aluminium framed doors in glazed screens | Not Required
16a |  | 1 | Single |  |  |  | Lever | [7 empty] | INT (pvc-wrapped) | New set - As LSL 16 minus kickplate
16b |  | 2 | Single |  |  |  | Lever |  | Flush | [5 empty] | INT (pvc-wrapped) | New set - As 16 minus kickplate plus 2no flush bolts, easyclean floor socket
17 |  | 1.5 | Single | Fire |  | Closer | Pull | Lock | Flush |  |  | 1 side |  |  |  | As LSL
17a |  | 1.5 | Single | Fire |  | 2 Closers | 2 Pulls |  |  |  |  | 1 side |  |  | Leaf and half door on escape route | New set - As LSL 17 minus lockcase, cylinder, escutcheons, flushbolts and sockets; plus additional closer, pull handle and push plate; 2no. Fire Door Keep Locked signs replaced with 2no. Fire Door Keep shut signs
17aFP |  | 1.5 | Single | Fire |  | 2 Closers | Pull |  |  |  |  | 1 side |  | FP | Leaf and half door on escape route with FP | New set - As revised 17a plus finger protector
17b |  | 1.5 | Single |  |  |  | Lever | Lock | Flush |  |  | 1 side |  |  |  | As LSL
17b* |  | 1.5 | Single |  |  |  | Lever | Lock | Flush |  |  | 1 side |  |  |  | New set - as 17b but SSS kickplates changed to PVC
17bFP |  | 1.5 | Single |  |  |  | Lever | Lock | Flush |  |  | 1 side |  | FP |  | As LSL
17c |  | 1.5 | Single | Fire |  | Delay | Pull | Lock | Flush | [5 empty] | Disposal Hold (half-height pvc) | As LSL minus kickplates
17e |  | 1.5 | Single | Fire |  | Delay | Pull | Lock | Flush |  |  | 1 side | 1 side |  |  | New set - As LSL 17c but SSS kickplates changed to PVC plus 1no 900x200 PVC midplate, 400x200 PVC midplate
17f |  | 1.5 | Single |  |  |  | Lever |  | Flush |  |  | 1 side | 1 side |  | Assessment trolley | New set - As LSL 01 plus 1no 900x200 SSS midplate, 1no 400x200 SSS midplate
17g |  | 1.5 | Single |  |  |  | Lever | Lock | Flush | [5 empty] | (pvc-wrapped) | New set - As LSL 17b minus kickplates
17h |  | 1.5 | Single | Fire |  | HO closer | Pull |  | Flush |  |  | 1 side |  |  |  | Not Required
17j |  | 1.5 | Single | Fire |  | 2 Delay | Pull | Lock | Flush |  |  | 1 side |  |  | Restaurant kitchen (escape) | New set - As LSL 17c but SSS kickplates changed to PVC plus additional delayed action closer
17k |  | 1.5 | Single | Fire |  | Delay | Pull |  | Flush |  |  | 1 side |  |  | Cleaners lobby off street; NICU cots | New set - as LSL 17c minus lockcase, cylinder and escutcheons
18 |  | 1.5 | Single |  | X-ray | Delay | Pull |  | Surface |  |  | 1 side |  |  | RAD | As LSL minus Fire door Keep Shut signs, Fire Door Keep Locked signs
19 |  | 1 | Single | Fire | X-ray | Delay | Pull | Lock |  |  |  | 1 side |  |  |  | Not required
19FP |  | 1 | Single | Fire | X-ray | Delay | Pull | Lock |  |  |  | 1 side |  | FP |  | Not required
19a |  | 1 | Single |  | X-ray | Delay | Pull | Lock |  |  |  | 1 side |  |  |  | New set - As LSL 19 minus Fire Door Keep shut signs
19b |  | 1 | Single | Fire | X-ray | Delay | Pull | Lock | [6 empty] | (pvc-wrapped) | New set - As LSL 19FP minus kickplate, finger protector
19c |  | 1 | Single |  | X-ray | Delay | Pull | Lock | [6 empty] | (pvc-wrapped) | New set - As 19b minus Fire Door Keep Shut signs
19c+ |  | 1 | Single |  | X-ray | Delay | Pull | Lock | [6 empty] | (pvc-wrapped) | New set - as 19c but closer power upgraded to 2/6
20a |  | 2 | Double |  |  | RS Springs |  | Lock | Flush | [5 empty] | (pvc-wrapped) | As LSL minus kickplates
21 |  | 2 | Single |  |  | 2 Closers | 2 Pulls |  |  |  |  | 1 side |  |  |  | Not Required
21DA |  | 2 | Single |  |  | 2 Delay | 2 Pulls |  |  |  |  | 1 side |  |  |  | New set - As LSL 21 but closer changed to delayed action type
21*DA |  | 2 | Single |  |  | 2 Delay | 2 Pulls |  |  |  |  | 1 side |  |  |  | New set - as 21DA but SSS kickplates changed to PVC
21DAGLA |  | 2 | Single |  |  | 2 Delay | 4 Pulls | [7 empty] | Glazed doors in glazed screens in Critical Care | Not required
21FP |  | 2 | Single |  |  | 2 Closers | 2 Pulls |  |  |  |  | 1 side |  | FP |  | As LSL
21a |  | 2 | Single | Fire |  | 2 Closers | 2 Pulls |  |  |  |  | 1 side |  |  |  | As LSL
21aGLA |  | 2 | Single | Fire |  | 2 Closers | 4 Pulls | [8 empty] | Not Required
21aFP |  | 2 | Single | Fire |  | 2 Closers | 2 Pulls |  |  |  |  | 1 side |  | FP |  | Not required
21aDA |  | 2 | Single | Fire |  | 2 Delay | 2 Pulls |  |  |  |  | 1 side |  |  |  | As LSL
21bDA |  | 2 | Single |  |  | 2 Delay | 2 Pulls |  |  |  |  | 1 side | 1 side |  |  | As LSL but SSS kickplates changed to PVC plus 900x200 PVC midplates
21b |  | 2 | Single |  |  | 2 Closers | 2 Pulls |  |  |  |  | 1 side | 1 side |  |  | Not required
21bFP |  | 2 | Single |  |  | 2 Closers | 2 Pulls |  |  |  |  | 1 side |  | FP |  | Not required
21bFPDA |  | 2 | Single |  |  | 2 Delay | 2 Pulls |  |  |  |  | 1 side |  | FP |  | Not required
21c |  | 2 | Single | Fire |  | 2 Closers | 2 Pulls | Lock |  |  |  | 1 side |  |  |  | Not required
21cDA |  | 2 | Single | Fire |  | 2 Delay | 2 Pulls | Lock |  |  |  | 1 side |  |  |  | New set - As LSL 21c but closer changed to delayed action type and SSS kickplates changed to PVC
21dDA |  | 2 | Single | Fire |  | 2 Delay | 2 Pulls | [7 empty] | (pvc-wrapped) | New set - As LSL 21aDA minus kickplates
21eDA |  | 2 | Single | Fire |  | 2 Delay | 2 Pulls | Lock | [6 empty] | (pvc-wrapped) | New set - As 21c but closer changed to delayed action type minus kickplates
21fDA |  | 2 | Single |  |  | 2 Delay | 2 Pulls | [7 empty] | (pvc-wrapped or half-height pvc) | New set - As 21DA minus kickplates
21gDA |  | 2 | Single | Fire |  | 2 Delay | 2 Pulls |  |  |  |  | 1 side | 1 side |  |  | New set - As LSL 21aDA but SSS kickplates changed to PVC plus 2no 900x200 PVC midplates
22 |  | 2 | Double | Fire |  | RS Springs | [5 empty] | 2 sides |  |  |  | As LSL but floor springs changed to reduced speed type
22FP |  | 2 | Double | Fire |  | RS Springs | [5 empty] | 2 sides |  | FP |  | As LSL but floor springs changed to reduced speed type & pvc kick plates in place of stainless steel
22a |  | 2 | Double |  |  | RS Springs | [5 empty] | 2 sides | 2 sides |  |  | Not required
22aFP |  | 2 | Double |  |  | RS Springs | [5 empty] | 2 sides |  | FP |  | Not required
22b |  | 2 | Double |  |  | RS Springs |  | Lock | Flush |  |  | 2 sides |  |  |  | As LSL but floor springs changed to reduced speed type
22b* |  | 2 | Double |  |  | RS Springs |  | Lock | Flush |  |  | 2 sides |  |  |  | New set - as 22b but SSS kickplates changed to PVC
22bFPDA |  | 2 | Double |  |  | RS Springs |  | Lock | Flush |  |  | 2 sides |  | FP |  | Not required
22c |  | 2 | Double | Fire |  | RS Springs | [8 empty] | (pvc-wrapped) | New set - As revised 22 minus kickplates
22d |  | 2 | Double | Fire |  | RS Springs | [5 empty] | 2 sides | 2 sides |  |  | New set - As revised 22 but SSS kickplates changed to PVC plus 4no 900x200 PVC midplates
22e |  | 2 | Double |  |  | RS Springs | [9 empty] | New set - As 22c minus Fire Door Keep Shut signs
24a |  | 2 | Single | Fire |  | Power | 2 Pulls |  |  | 2 Solenoids |  | 1 side |  |  |  | As LSL
24b |  | 2 | Single | Fire |  | Power | 2 Pulls |  |  | 2 Solenoids |  | 1 side | 1 side |  |  | New set - As LSL 24a but SSS kickplates changed to PVC plus 2no 900x200 PVC midplates
24c |  | 2 | Single | Fire |  | Power | 2 Pulls |  |  | 2 Solenoids |  |  |  | FP | (half height pvc) | New set - As LSL 24a minus kickplates, plus finger protection
26a |  | 2 | Single |  | X-ray |  | 2 Pulls | Roller catch+Lock | Surface |  |  | 1 side |  |  |  | Single cylinder replaced with cylinder & turn
26b |  | 2 | Single | Fire | X-ray | 2 Delay | 2 Pulls | Lock | Surface |  |  | 1 side |  |  |  | As LSL
28 |  | 1 | Double |  |  | Spring |  |  |  | Solenoid | Double | 2 sides |  |  |  | Not required
29 |  | 1.5 | Opposing |  |  | 2 Closers | 2 Pulls |  | Flush |  |  | 2 sides |  |  |  | Not required
29DA |  | 1.5 | Opposing |  |  | 2 Delay | 2 Pulls |  | Flush |  |  | 2 sides |  |  |  | As LSL
29DAFP |  | 1.5 | Opposing |  |  | 2 Delay | 2 Pulls |  | Flush |  |  | 2 sides |  | FP |  | As LSL. 29DA plus finger protection
29a |  | 1.5 | Opposing | Fire |  | 2 Closers | 2 Pulls |  | Flush |  |  | 2 sides |  |  |  | Not required
29aDA |  | 1.5 | Opposing | Fire |  | 2 Delay | 2 Pulls |  | Flush |  |  | 2 sides |  |  |  | As LSL
29aDAFP |  | 1.5 | Opposing | Fire |  | 2 Delay | 2 Pulls |  | Flush |  |  | 2 sides |  | FP |  | New set - As LSL 29aDA plus finger protectors
29aFP |  | 1.5 | Opposing | Fire |  | 2 Closers | 2 Pulls |  | Flush |  |  | 2 sides |  | FP |  | Not required
29bDA |  | 2 | Opposing |  |  | 2 Delay | 2 Pulls |  | Flush |  |  | 2 sides |  |  |  | New set - As LSL 29DA but 900mm wide kickplate on both leaves
30a |  | 1 | Emergency release |  |  |  | Lever | Bathroom |  |  |  | 1 side |  |  | WCs with emergency release | As LSL
31 |  | 2 | Single 180° | Fire |  | HO 180° | 2 Pulls |  |  |  |  | 1 side |  |  | Lift lobbies | AS LSL
31a |  | 2 | Single 180° | Fire |  | 2 Delay | 2 Pulls |  |  | Double Maglock |  |  |  |  | Bed lift lobby; 180° hinges; half height protection | New set - As LSL 31 minus HO closers & kickplates; plus delay closers & double maglock
31FP |  | 2 | Single | Fire |  | HO 180° | 2 Pulls |  |  |  |  | 1 side |  | FP | Lift lobby | Not required
32 |  | 1 | Single | Fire | X-ray | Delay | Pull | Lock |  |  |  | 1 side |  |  |  | Not required
33 |  | 1 | Single |  |  | Closer | Pull | Lock |  | Maglock | In |  |  |  | (pvc-wrapped) | As LSL plus lockcase, cylinder, escutcheons, minus kickplate
33FP |  | 1 | Single |  |  | Closer | Pull | Lock |  | Maglock | In | 1 side |  | FP |  | Not Required
33a |  | 1 | Single | Fire |  | Closer | Pull | Lock |  | Maglock | In | 1 side |  |  |  | As LSL
33a* |  | 1 | Single | Fire |  | Closer | Pull | Lock |  | Maglock | In | 1 side |  |  |  | New set - as 33a but SSS kickplates changed to PVC
33aFP |  | 1 | Single | Fire |  | Closer | Pull | Lock |  | Maglock | In | 1 side |  | FP |  | As LSL. 33a plus finger protection
33b |  | 1 | Single | Fire |  | Closer | Pull |  |  | Maglock | In | 1 side |  |  |  | Not required
33bFP |  | 1 | Single | Fire |  | Closer | Pull |  |  | Maglock | Out | 1 side |  | FP |  | Not required
33c |  | 1 | Single |  |  | Closer | Pull | Lock |  | Maglock | In | 1 side |  |  |  | As LSL
33cFP |  | 1 | Single |  |  | Closer | Pull | Lock |  | Maglock | Out | 1 side |  | FP |  | New set - As 33c plus finger protection
33d |  | 1 | Single |  |  | Backcheck | Pull | Lock |  | Maglock | Out | 1 side |  |  |  | As LSL
33e |  | 1 | Single | Fire |  | Closer | Pull |  |  | Maglock | Out | 1 side |  |  |  | As LSL
33f |  | 1 | Single |  |  | Closer | Pull | Lock |  | Maglock | Out | 1 side |  |  |  | New set - As LSL 33d minus backcheck function
33g |  | 1 | Single | Fire |  | Closer | Pull | Lock |  | Maglock | Out | 1 side |  |  |  | New set - As LSL 33e plus lock, cylinder, escutcheons
33h |  | 1 | Single |  |  | Closer | Pull |  |  | Maglock | Out | 1 side |  |  |  | New set - As LSL 33e but SSS kickplate changed to PVC minus Fire Door Keep Shut signs
35 |  | 1 | Double |  |  | Spring |  | Lock |  |  |  | 2 sides |  |  | Plant | Not required
40 |  | 2 | Single | Fire |  | Delay | 2 Pulls | [7 empty] | (half height pvc) | Not required
41 |  | 2 | Single | Fire |  | Delay | 2 Pulls |  |  |  |  | 1 side |  |  |  | Not required
42 |  | 2 | Single |  |  |  | Pull | Lock | Flush |  |  | 1 side |  |  | Store; Linen | New set - Hinges, 1no bolt-through pull handle, 2no 900x400 SSS kickplates, 50 ida ID disc, 2no floor stops, 1no 500x75 SSS pushplate, lockcase, cylinder, escutcheons, 2no fliushbolts, floor socket, 2no floor stops.
42a |  | 2 | Single |  |  |  | Pull | Lock | Flush | [5 empty] | (pvc-wrapped) Store; Linen | New set - As 42a minus kickplates
43 |  | 1 | Single | Fire |  | Anti-ligature closure | A-L lever |  |  |  |  | 1 side |  |  | Anti-ligature (A-L) requirement inc hinges | New set - Anti-ligature hinges, latch to suit, anti-ligature angled lever set, 1no 900x400 SSS kickplate, 1no floor stop, 1no ID disc, 2no Fire door Keep Shut signs. Add anti ligature closure
43a |  | 1 | Single |  |  |  | A-L lever |  |  |  |  | 1 side |  |  | Anti-ligature (A-L) requirement inc hinges | New set - As 43 minus Fire Door Keep shut signs, floor stop
44 |  | 1 | Single |  | X-ray | Delay | Pull | Lock |  | Maglock |  |  |  |  | (pvc-wrapped) For interlinked doors to shared preps | New set - As 19c plus maglock
45 |  | 1.5 | Single | Fire |  |  | Cylinder | Lock | Flush | [5 empty] | MDE4005.D1 | New set - deadlock case, double cylinder, 2no cylinder pulls, 2no flushbolts, dust excluding socket, 4no bi-lingual Fire Door Keep Locks signs, 2no floor stops, ID dic
46 |  | 1 | Single |  |  | 90° hold open restrictor | Cylinder | Lock | [6 empty] | Level 4 Stairs 01 and 03 | New set - deadlock case, cylinder & thumbturn, 2no cylinder pulls, 90° hold open restrictor, Floor stop, ID disc
47 |  | 1 | Single |  |  | Closer | Lever | Lock |  | Electro‐mechanical | In | 1 side |  |  | Cat3 Lab Lobby | New set as part of certified SR3 doorset - 6no hinges c/w 9no heavy duty steel dog bolts, specialist single point locking system with electromechanical locking, lever handle, emergency escape breakdome, closer, 400mm high SSS kickplate, floor stop, ID disc (swipe to enter + interlink to prevent opening when Cat3 Lab door is open)
48 |  | 1 | Single |  |  | Closer |  | Panic Bar |  |  |  | 1 side |  |  | Escape from CAU HV rooms | New set - 1.5pr hinges, 1no. overhead closer, 1no. panic bar, 1no. kickplate
49 |  | 2 | Bi‐fold |  |  |  | Cylinder | Lock | Flush |  |  | 1 side |  |  | Radiology RAD1021.D2 | New set - Head track/sliding door gear, pivot set, 3no hinges, 2no pulls, hook lock, cylinder/turn, flushbolt, floor socket, 2no. 450 x 400 SSS kickplates, 50 dia ID disc

## Notes
Level | Assembly Name (Where applicable) | Screen Number | Internal Screen Type | S/O Width (mm) | S/O Height (mm) | Sill Height (mm) | Head Height (mm) | Panel Width Left (mm) | Panel Width Right (mm) | Manifestation | Wall thickness | Fire Designation | Acoustic Designation | Spec Reference | Comments
Level 0 |  | CIR0108.S1 | IST 10b | 2525 | 2410 | 0 | 2410 | 651 |  | Yes | 160 | 30 |  | L11/514 | Door CIR0108.D1 to be provided as part of Glazed Screen
Level 0 |  | CIR0108.S2 | IST 02b | 1710 | 2110 | 0 | 2110 |  |  | Yes | 97 | 60 |  | L11/516
Level 0 |  | CIR0111.S1 | IST 10b | 2525 | 2410 | 0 | 2410 | 651 |  | Yes | 160 | 30 |  | L11/514 | Door CIR0111.D1 to be provided as part of Glazed Screen
Level 0 |  | CIR0114.S1 | IST 10b | 2525 | 2410 | 0 | 2410 | 651 |  | Yes | 160 | 30 |  | L11/514 | Door CIR0114.D1 to be provided as part of Glazed Screen
Level 0 |  | CIR0116.S1 | IST 10b | 2525 | 2410 | 0 | 2410 | 651 |  | Yes | 160 | 30 |  | L11/514 | Door CIR0116.D1 to be Provided as part of Glazed Screen
Level 0 |  | CIR0307.S1 | IST 09b | 2700 | 2110 | 0 | 2110 |  | 1226 | Yes | 150 | 60 |  | L11/516 | Door CIR0307.D1 to be provided as part of Glazed Screen
Level 1 |  | CIR1109.S1 | IST 02b | 1775 | 2110 | 0 | 2110 |  |  | Yes | 150 | 60 |  | L11/516
Level 1 |  | CIR1201.S1 | IST 09b | 2150 | 2110 | 0 | 2110 |  | 676 | Yes | 150 | 30 |  | L11/514 | Door CIR1201.D1 to be provided as part of Glazed Screen
Level 1 |  | CIR1205.S1 | IST 09b | 2700 | 2110 | 0 | 2110 |  | 1226 | Yes | 150 | 60 |  | L11/516 | Door CIR1205.D1 to be provided as part of Glazed Screen
Level 2 |  | CIR2109.S1 | IST 02b | 1774 | 2110 | 0 | 2110 |  |  | Yes | 150 | 60 |  | L11/516
Level 2 |  | CIR2201.S1 | IST 09b | 2150 | 2110 | 0 | 2110 |  | 676 | Yes | 150 | 30 |  | L11/514 | Door CIR2201.D1 to be provided as part of Glazed Screen
Level 2 |  | CIR2205.S1 | IST 09b | 2700 | 2110 | 0 | 2110 |  | 1226 | Yes | 150 | 60 |  | L11/516 | Door CIR2205.D1 to be provided as part of Glazed Screen
Level 3 |  | CIR3107.S1 | IST 02b | 1775 | 2110 | 0 | 2110 |  |  | Yes | 150 | 60 |  | L11/516
Level 3 |  | CIR3201.S1 | IST 09b | 2150 | 2110 | 0 | 2110 |  | 676 | Yes | 150 | 30 |  | L11/514 | Door CIR3201.D1 to be provided as part of Glazed Screen
Level 3 |  | CIR3206.S1 | IST 09b | 2700 | 2110 | 0 | 2110 |  | 1226 | Yes | 150 | 60 |  | L11/516 | Door CIR3205.D1 to be provided as part of Glazed Screen
Level 4 |  | CIR4201.S1 | IST 09b | 2150 | 2110 | 0 | 2110 |  | 676 | Yes | 150 | 30 |  | L11/514 | Door CIR4201.D1 to be provided as part of Glazed Screen
Level 4 |  | CIR4204.S1 | IST 02b | 1774 | 2110 | 0 | 2110 |  |  | Yes | 150 | 60 |  | L11/516
Level 4 |  | CIR4205.S1 | IST 09b | 2700 | 2110 | 0 | 2110 |  | 1226 | Yes | 150 | 60 |  | L11/516 | Door CIR4205.D1 to be provided as part of Glazed Screen